## Info
Project Description | La Raisa A
DATE OF ESTIMATE: | 2026-07-31
ESTIMATE PREPARED BY: | John Stevens
PROJECT NUMBER: | 2007
FACILITY INFORMATION:
|  | FOR THE VISUALLY IMPAIRED | [5 empty] | Type Gas Turbine List # if not selected in drop-down box:
FACILITY NAME: | La Raisa A
TURBINE / CYCLE | 3xFT8 | [6 empty] | Gas Turbine Model
OWNER: | EDC | [5 empty] | 8 | 2xLM2500sc
DEVELOPER: | [7 empty] | Please Check Before Use --- The BaseO&M sheet has not been finished
LOCATION CITY: | Venzuela | [6 empty] | Turbine List for Approximate Annual O&M Numbers to be automatically inputted into the Input Sheet
LOCATION STATE OR PROVINCE: | [7 empty] | Assume Simple Cycle or Combined Cycle
LOCATION COUNTRY: | International | [5 empty] | 1 | 1xLM6000sc
[7 empty] | 2 | 2xLM6000sc
PLANT CONFIGURATION: | [6 empty] | 3 | 3xLM6000sc
[7 empty] | 4 | 4xLM6000sc
REQUIRED AVAILABILITY FACTOR: | 87% | [5 empty] | 5 | 5xLM6000sc
SERVICE FACTOR (BASIS FOR FIXED/VARIABLE & RESERVE): | 87% | [5 empty] | 6 | 6xLM6000sc
ASSUMED PLANT MW OUTPUT: | 150 | [5 empty] | 7 | 1xLM2500sc
TODAY: | 2026-07-31 | [5 empty] | 8 | 2xLM2500sc
CONSTRUCTION START DATE: | 2026-08-31 | [5 empty] | 9 | 3xLM2500sc
ACCEPTANCE DATE (Care, Custody & Control) | 2009-08-01 | [5 empty] | 10 | 4xLM2500sc
Phase II Commercial Ops. Date | N/A | [5 empty] | 11 | 5xLM2500sc
Phase III Commercial Ops. Date | N/A | [5 empty] | 12 | 6xLM2500sc
Phase IV Commercial Ops. Date | N/A | [5 empty] | 13 | 1xFrame6Bsc
[7 empty] | 14 | 2xFrame6Bsc
FINANCIAL AND FISCAL FACTORS: | [6 empty] | 15 | 3xFrame6Bsc
[7 empty] | 16 | 4xFrame6Bsc
TERM OF CONTRACT (Number of Years): | 5 | [5 empty] | 17 | 5xFrame6Bsc
EXPATRIATE LABOR ESCALATION RATE: | 4% | [5 empty] | 18 | 6xFrame6Bsc
MATERIALS ESCALATION RATE: | 4% | [5 empty] | 19 | 1xTyphoonSC
DEVALUATION RATE (Positive Number for Declining Exch. Rate): | 0% | [5 empty] | 20 | 2xTyphoonSC
ESTIMATED INFLATION RATE: | 4% | [5 empty] | 21 | 3xTyphoonSC
NATIONAL LABOR ESCALATION RATE | 4% | [5 empty] | 22 | 4xTyphoonSC
GENERAL AND ADMINISTRATION RATE: | 15% | [5 empty] | 23 | 5xTyphoonSC
HANDLING CHARGE RATE: | 15% | [5 empty] | 24 | 6xTyphoonSC
COMPENSATION STRUCTURE (FIXED PRICE OR COST PLUS): | Fixed | [5 empty] | 25 | 1xLM6000cc
MOBILIZATION (FIXED PRICE OR COST PLUS): | Fixed | [5 empty] | 26 | 2xLM6000cc
IF FIXED PRICE, AMOUNT OF CONTINGENCY: | 0 | [5 empty] | 27 | 3xLM6000cc
RESERVE ACCOUNT MAINTAINED BY (OWNER OR PES): | PES | [5 empty] | 28 | 4xLM6000cc
INCLUDE RESERVE IN BUDGET (Y or N): | Y | [5 empty] | 29 | 5xLM6000cc
INTEREST RATE ON RESERVE ACCOUNT: | 3% | [5 empty] | 30 | 6xLM6000cc
AIR FREIGHT AS A PERCENT OF IMPORTED MATERIALS: | 5% | [5 empty] | 31 | 1xLM2500cc
IN COUNTRY FREIGHT AS A PERCENT OF TOTAL MATERIALS: | 5% | [5 empty] | 32 | 2xLM2500cc
PERCENT OF MAJOR MAINTENANCE THAT IS IMPORTED MATERIALS: | 95% | [5 empty] | 33 | 3xLM2500cc
FREIGHT FACTOR TO APPLY TO MAJOR MAINTENANCE RESERVE | 9.5% | [5 empty] | 34 | 4xLM2500cc
NATIONALIZATION FACTOR: | 5% | [5 empty] | 35 | 5xLM2500cc
NATIONAL FACTOR TO APPLY TO MAJOR MAINTENANCE RESERVE: | 10% | [5 empty] | 36 | 6xLM2500cc
AVG. CUSTOMS DUTY AS A % OF IMPORTED MATERIALS: | 10% | [5 empty] | 37 | 1xFrame6Bcc
DUTY FACTOR TO APPLY TO RESERVE: | 10% | [5 empty] | 38 | 2xFrame6Bcc
FOREIGN CURRENCY NAME: | NA | [5 empty] | 39 | 3xFrame6Bcc
CURRENT EXCHANGE RATE (FOREIGN CURRENCY TO THE US$): | 1 | [5 empty] | 40 | 4xFrame6Bcc
Project Description (cont.) | La Raisa A |  |  | Type Gas Turbine List # if not selected in drop-down box: |  |  | 41 | 5xFrame6Bcc
[7 empty] | 42 | 6xFrame6Bcc
MAJOR EQUIPMENT: (ENTER "Y" IF UNITS WILL BE PRESENT) | [6 empty] | 43 | 1xTyphoonCC
|  |  | 6 | LM2500, LIQUID FUEL | 8 | None | 44 | 2xTyphoonCC
|  | FOR THE VISUALLY IMPAIRED |  |  |  |  | 45 | 3xTyphoonCC
|  |  |  | Turbine List for Reserve Calculation |  | Engine to be Leased | 46 | 4xTyphoonCC
GAS TURBINE MODEL FOR RESERVE CALCULATION: | LM2500, LIQUID FUEL | [5 empty] | 47 | 5xTyphoonCC
No. OF ENGINES: | 2 |  | 1 | LM6000, GAS FUEL | 1 | LM 2500 - Gas Fuel | 48 | 6xTyphoonCC
FUEL TYPE: | Liquid Fuel |  | 2 | LM6000, GAS FUEL, WATER INJECTED | 2 | LM 2500- Liquid Fuel | 49 | 1xTornadoSC
ENGINE TO BE LEASED: | None |  | 3 | LM6000, LIQUID FUEL | 3 | LM 2500 STIG | 50 | 2xTornadoSC
MANUFACTURER OF STEAM TURBINE(S): | GE |  | 4 | LM6000 DLE, GAS FUEL | 4 | LM 2500 DLE - Gas Fuel | 51 | 3xTornadoSC
No. OF STEAM TURBINES: | 0 |  | 5 | LM2500, GAS FUEL | 5 | LM6000 - Gas Fuel | 52 | 4xTornadoSC
GROSS STEAM TURBINE ELECTRICAL OUTPUT (MW): | 0 |  | 6 | LM2500, LIQUID FUEL | 6 | LM6000 - Liquid Fuel
MANUFACTURER OF HRSG(S): | Deltak |  | 7 | LM2500, GAS FUEL, WATER INJECTED | 7 | LM 6000 DLE
SUPPLEMENTAL FIRING (YES OR NO): | Yes |  | 8 | LM2500 +, GAS FUEL | 8 | None
No. OF HRSG(S): | 0 |  | 9 | LM5000, GAS FUEL
SIZE AND TYPE DIESEL GENERATORS (PRIME MOVERS) 1: | N/A |  | 10 | LM5000, LIQUID FUEL
No. OF DG 1: | N/A |  | 11 | LM5000 DLE, GAS FUEL
SIZE AND TYPE DIESEL GENERATORS (PRIME MOVERS) 2: | N/A |  | 12 | FRAME 6B, GAS FUEL
No. OF DG 2: | N/A |  | 13 | FRAME 6B DLN, GAS FUEL
SIZE AND TYPE DIESEL GENERATORS (PRIME MOVERS) 3: | N/A |  | 14 | FRAME 6F, GAS FUEL
No. OF DG 3: | N/A |  | 15 | FRAME 7F, GAS FUEL
|  |  | 16 | FRAME 9E DLN, GAS FUEL
DCS TYPE & MANUFACTURER: | PLC |  | 17 | Westinghouse 251B DLN, Dual Fuel
|  |  | 18 | Westinghouse 251B 11, Water Injection
WATER TREATMENT PLANT DESCRIPTION: | Mixed Bed Polishers
INLET AIR DESCRIPTION: | STANDARD DONALDSON
LM6000 PC (Y OR N) | N
MANUFACTURER OF GAS COMPRESSORS: | Airel
TYPE OF GAS COMPRESSOR REDUNDANCY: | N/A
MAINTENANCE SHOP (Y OR N): | Y
PARTS WAREHOUSE (Y OR N): | Y
WATER ANALYSIS LAB (Y OR N): | N
I&E SHOP (Y OR N): | Y
FUEL STORAGE & HANDLING: | Y
WASTE REMOVAL (Y/N): | Y
FUEL TREATMENT (Y/N): | Y
COOLING TOWER (Y/N): | Y
COOLING TOWER TYPE: | N/A
BLACK START GENERATORS (Y/N): | N
CHILLERS (Y/N): | N
SCR (Y/N): | N
CONTINUOUS EMISSIONS MONITORING SYSTEMS (Y/N): | Y
MANUFACTURER OF AUXILIARY BOILERS: | N/A
No. OF AUX. BOILERS: | N/A
MANUFACTURER OF TRANSFORMERS: | Yes
No. OF STEP-UP TRANSFORMERS: | 2
OTHER:
Project Description (cont) | La Raisa A
FUEL:
TYPE: | Duel Fuel
STORAGE CAPACITY: | N/A
TREATMENT (INCL. TYPES OF CHEMICALS): | N/A
BACKUP AND/OR STARTING FUEL: | Diesel
STORAGE CAPACITY OF BACKUP: | N/A
TREATMENT OF BACKUP: | N/A
WATER BALANCE & CHARACTERISTICS:
RAW WATER GPM: | N/A
SOURCE OF RAW WATER: | City
STIG GPM: | N/A
NOx WATER OR STEAM GPM: | N/A
EXPORT STEAM (#'s per Hour) YEARLY AVERAGE: | N/A
PERCENT CONDENSATE RETURN: | N/A
COOLING TOWER BLOWDOWN GPM: | N/A
BOILER BLOWDOWN GPM: | N/A
STORAGE CAPACITY MAKEUP (GALS.): | N/A
OPERATIONAL CONSIDERATIONS:
PLANT INITIAL NET CAPACITY (MW): | 150
PLANT INITIAL NET CAPACITY (#/HR. STEAM) | 0
PLANT FINAL NET CAPACITY (MW): | 150
PLANT FINAL NET CAPACITY (#/HR. STEAM) | 0
LOADING (BASE OR OTHER): | Peak
IF OTHER, DESCRIBE:
RELATED PARTIES:
BANK(S): | N/A
UTILITY (PPA): | N/A
ACTUAL OR ESTIMATED DATE OF PPA EXECUTION: | N/A
STEAM HOST: | N/A
ACTUAL OR EST. DATE OF STEAM SALES AGREEMENT: | N/A
LESSEE: | N/A
OTHER PLANT CONSIDERATIONS:
To Read Drop Boxes, enlarge sheet by the % in box on Toolbar. Items in Red have links.
Always Check Dates in Mob Sheet to verify if months are correctly placed.
Type United States for domestic projects; ignore benefits in Input because benefits in Labor will be adjusted automatically to 40 %.
There are 2 ways of calculating freight. Either multiply reserve total by this %, or be more accurate and add a freight line total in reserve. This % =0 for Aeros - freight is a line item.

## Input
1 | Detail Input - PES In House Only |  | La Raisa A | [6 empty] | {
2
3 |  | Text indicates a cell for User Entry.
4 |  | Text indicates a cell that will automatically fill in, but can be overwritten manually
5
6 | Labor Multiplier | 1
7 | Materials, Services & Direct Cost Multiplier | 1
8 | Mobilization Multiplier | 1
9 | Reserve Multiplier | 1
10
11 | Corporate and/or Branch Taxes
12
13 | Rates and Application
14 |  |  | Applies to:
15 |  | Rate | Sales | Profit | Assets | Distributions | Remittance
16 | Foreign Income Tax | 30% |  | x
17 | Municipal Tax | 0% |  |  |  | x
18 | Income Tax on Dividend Distributions | 0%
19 | Municipal Tax on Dividend Distributions | 0%
20 | Branch Tax | 0%
21 | Remittance Tax | 0%
22 | Stamp Tax | 0% | x
23 | Super Tax | 0%
24 | Property Tax | 0%
25 | Non-Recoverable VAT | 0% | x
26 | Other | 0%
27 | Other | 0%
28 | Total Foreign Tax Expressed as a Percent of Profit (Year 1) | #VALUE!
29
30 | Amounts Due from this Estimate for Year 1 |  | Year 1 Amounts
31 |  |  | Sales | Profit | Assets | Distributions | Remittance
32 |  | Rate | #VALUE! | 1242236.0248 | 0 | #VALUE! | #VALUE!
33
34 | Foreign Income Tax | 30% | 0 | 372670.8075 | 0 | 0 | 0
35 | Municipal Tax | 0% | 0 | 0 | 0 | #VALUE! | 0
36 | Income Tax on Dividend Distributions | 0% | 0 | 0 | 0 | 0 | 0
37 | Municipal Tax on Dividend Distributions | 0% | 0 | 0 | 0 | 0 | 0
38 | Branch Tax | 0% | 0 | 0 | 0 | 0 | 0
39 | Remittance Tax | 0% | 0 | 0 | 0 | 0 | 0
40 | Stamp Tax | 0% | #VALUE! | 0 | 0 | 0 | 0
41 | Super Tax | 0% | 0 | 0 | 0 | 0 | 0
42 | Property Tax | 0% | 0 | 0 | 0 | 0 | 0
43 | Non-Recoverable VAT | 0% | #VALUE! | 0 | 0 | 0 | 0
44 | Other | 0% | 0 | 0 | 0 | 0 | 0
45 | Other | 0% | 0 | 0 | 0 | 0 | 0
46 | Totals (Year 1) |  | #VALUE! | 372670.8075 | 0 | #VALUE! | 0
47 | Grand Total (Year 1) | #VALUE!
48 | Final Take Home (Year 1) | #VALUE!
49
50 | Insurance Requirements (other than Workers Comp. and Health)
51
52
53
54 |  | Rate | Value to Cover | Coverage | Deductible | Cost*Mult
55 | Auto Liability & Collision | 0.3% | 1000000 | 0 | 0 | 3000
56 | Aircraft & Marine | 0% | 0 | 0 | 0 | 0
57 | Shipping | 0% | 0 |  |  | 0
58 | Employer Liability | 0.4% | 5000000 |  |  | 20000
59 | All Risks Insurance | Owner |  |  |  | #VALUE!
60 | Consequential Loss Following All Risks | Owner |  |  |  | #VALUE!
61 | Machinery Breakdown | Owner |  |  |  | #VALUE!
62 | Business Interruption (Cons. Loss Following Mach. Breakdown) | Owner |  |  |  | #VALUE!
63 | Property Insurance | Owner |  |  |  | #VALUE!
64 | Expropriation | Owner |  |  |  | #VALUE!
65 | Foreign Exchange Risk Insurance (FERI) | Owner |  |  |  | #VALUE!
66 | Other | Owner |  |  |  | #VALUE!
67 | Amount Due (Year 1) |  |  |  |  | #VALUE!
68
69 | Labor
70
71 | Labor Benefits | Expatriates | Nationals | Support Techs
72 |  | (Per Year) | (Per Year) | (Per Day)
73 | Annual Base Wage to calculate benefits | 120000 | 36000 | 90000
74 | Uplift & Danger Pay (%) | 30% | 0% | 0%
75 | Goods & Services Uplift | 0% | 0% | 0%
76 | Lodging (House rent / Hotel) | 36000 | 0 | 70
77 | Home Leave | 8000 | 0 | 0
78 | Dependent Schools | 0 | 0 | 0
79 | Transportation for Employees | 5000 | 0 | 0
80 | Utility | 0 | 0 | 0
81 | Food | 0 | 0 | 35
82 | Laundry/Cleaning Service | 0 | 0 | 0
83 | Travel from Base to Site (Round-trip) | 8000 | 0 | 5000
84 | Other Benefits | 0 | 0 | 0
85 | Other Benefits | 0 | 0 | 0
86 | Other Benefits | 0 | 0 | 0
87 | Other Benefits | 0 | 0 | 0
88 | Other Benefits | 0 | 0 | 0
89 | Other Benefits | 0 | 0 | 0
90 | Other Benefits | 0 | 0 | 0
91 | Country Mandated Benefits | Expatriates | Nationals | Support Techs
92 | Health Insurance (%) | 0% | 20% | 0%
93 | Social Security Provident Fund (%) | 0% | 15% | 0%
94 | Super Annuization (%) | 0% | 0% | 0%
95 | Mandatory Medical | 0% | 0% | 0%
96 | Bonus (# of Days) | 0 | 0 | 0
97 | Terminal Benefit for Years of Service (In Months) | 0 | 0 | 0
98 | Vacation/Leave | 0% | 10% | 0%
99 | Housing | 0% | 0% | 0%
100 | Wedding, Sick Leave, Seniority | 0% | 25% | 0%
101 | Other Costs | 0% | 0% | 0%
102 | Other Costs | 0% | 0% | 0%
103 | Other Costs | 0% | 0% | 0%
104 | Other Costs | 0% | 0% | 0%
105 | Other Costs | 0% | 0% | 0%
106 | Taxes, Exemptions, Deductions | Expatriates | Nationals | Support Techs
107 | Host Country (National + Local) Tax Rate (%) | 0% | 0% | 0%
108 | Host Country Standard Deduction | 0 | 0 | 0
109 | Retained Employee Tax Payment | 0 | 0 | 0
110 | Retained Employee Housing Payment | 0 | 0 | 0
111 | USA Exemptions (Dependents, Housing, Deductions) | 0 | 0 | 0
112 | Federal Tax Rate (USA) | 0% | 0% | 0%
113 | State Tax Rate (USA) | 0% | 0% | 0%
114 | Standard PES Benefits (%) | Expatriates | Nationals | Support Techs
115 | Bonus | 5% | 0% | 5%
116 | Pension | 5% | 0% | 0%
117 | Social Security | 7.5% | 0% | 7.5%
118 | Employee Stock Exchange Program | 0% | 0% | 0%
119 | 401K | 3.36% | 0% | 3.36%
120 | Vacation/Leave | 7% | 0% | 7%
121 | Health Insurance | 15% | 0% | 7%
122 | Life Insurance | 0.5% | 0% | 2% | 0%
123 | Overtime Rates | Expatriates | Nationals | Support Techs
124 | Base Overtime Rate |  | 50%
125 | Bonus Rate for working Fridays |  | 0%
126 | Bonus Rate for working Saturdays |  | 0%
127 | Bonus Rate for working Sundays |  | 0%
128 | Bonus Rate for Working Holidays |  | 0%
129 | Weighted Average Overtime Rate |  | 50%
130 | Number of Hours in Standard Work Week |  | 40
131 | Number of Hours per Shift |  | 12
132 | Base Number of Working Hours per Year |  | 2080
133 | Number of people to cover Shift Positions |  | 4
134 | Number of Holidays per Year |  | 0
135 | Annual Days Off |  | 10
136 | Sick Days Off |  | 0
137 | Casual Days Off |  | 0
138 | Other (Days) |  | 0
139 | Physical Overtime Increase (Straight Time) |  | 26.28%
140 | Pay Increase Due to Overtime |  | 39.42%
141
142
143 | General Labor Information
144
145 | General & Administrative Cost | 15% | Percent |  |  | Actual Day Rate Cost
146 | Labor Escalation Rate | 4% | Percent |  | Expatriates | 726.1151
147 | Startup Consultant Salary (For Mobilization) | 90000 | US Dollars |  | Nationals | 167.6712
148 | Startup Consultant Day Rate for Mobilization (without Airfare) | 700 | US Dollars per Day |  | Support Techs | 504.2301
149 | Number of Startup Consultants | 1 | Support Technicians
150
151 |  | COMPONENTS
152 |  | US$ | Foreign Curr.
153 | Expat Salary | 100% | 0%
154 | Expat Benefits | 100% | 0%
155 | National Salary | 100% | 0%
156 | National Benefits | 100% | 0%
157
158 | Labor Year 1
159
160 | Positions | No. of Employees |  | Salary or | Overtime | Months on Site
161 |  | EXPAT | NAT. | Hourly Wage | Amount | Expat | National
162 | Plant Manager | 0 | 1 | 85000 | 0% | 0 | 12
163 | Assistant Plant Manager | 0 | 0 | 60000 | 0% | 0 | 0 | plant managers
164 | Shift Supervisor | 0 | 4 | 35000 | 8% | 0 | 12
165 | Operator | 0 | 4 | 20000 | 8% | 0 | 12
166 | Instrument & Electrical Technician | 0 | 2 | 32000 | 8% | 0 | 12
167 | Maintenance Mechanic | 0 | 2 | 30000 | 8% | 0 | 12
168 | EXPAT I&C | 0 | 0 | 100000 | 3% | 0 | 0
169 | Administration | 0 | 1 | 24000 | 10% | 0 | 12
170 |  | 0 | 0 | 0 | 0% | 0 | 0
171 |  | 0 | 0 | 0 | 0% | 0 | 0
172 |  | 0 | 0 | 0 | 10% | 0 | 0
173 |  | 0 | 0 | 0 | 10% | 0 | 0
174 |  | 0 | 0 | 0 | 10% | 0 | 0
175 |  | 0 | 0 | 0 | 0% | 0 | 0
176 |  | 0 | 0 | 0 | 16% | 0 | 0
177 |  | 0 | 0 | 0 | 16% | 0 | 0
178 |  | 0 | 0 | 0 | 16% | 0 | 0
179 |  | 0 | 0 | 0 | 16% | 0 | 0
180 |  | 0 | 0 | 0 | 16% | 0 | 0
181 |  | 0 | 0 | 0 | 16% | 0 | 0
182 |  | 0 | 0 | 0 | 16% | 0 | 0
183 |  | 0 | 0 | 0 | 16% | 0 | 0
184 |  | 0 | 0 | 0 | 16% | 0 | 0
185 |  | 0 | 0 | 0 | 16% | 0 | 0
186 |  | 0 | 14 | 16083.3333 | average
187 | Labor Year 2
188
189 | Positions | No. of Employees |  | Salary or | Overtime | Months on Site
190 |  | EXPAT | NAT. | Hourly Wage | Amount | Expat | National
191 | Plant Manager | 0 | 1 | 88400 | 0% | 12 | 12
192 | Assistant Plant Manager | 0 | 0 | 62400 | 0% | 0 | 0
193 | Shift Supervisor | 0 | 4 | 36400 | 8% | 0 | 12
194 | Operator | 0 | 4 | 20800 | 8% | 0 | 12
195 | Instrument & Electrical Technician | 0 | 2 | 33280 | 8% | 0 | 12
196 | Maintenance Mechanic | 0 | 2 | 31200 | 8% | 0 | 12
197 | EXPAT I&C | 0 | 0 | 104000 | 3% | 0 | 0
198 | Administration | 0 | 1 | 24960 | 10% | 0 | 12
199 | 0 | 0 | 0 | 0 | 0% | 0 | 0
200 | 0 | 0 | 0 | 0 | 0% | 0 | 0
201 | 0 | 0 | 0 | 0 | 10% | 0 | 0
202 | 0 | 0 | 0 | 0 | 10% | 0 | 0
203 | 0 | 0 | 0 | 0 | 10% | 0 | 0
204 | 0 | 0 | 0 | 0 | 0% | 0 | 0
205 | 0 | 0 | 0 | 0 | 16% | 0 | 0
206 | 0 | 0 | 0 | 0 | 16% | 0 | 0
207 | 0 | 0 | 0 | 0 | 16% | 0 | 0
208 | 0 | 0 | 0 | 0 | 16% | 0 | 0
209 | 0 | 0 | 0 | 0 | 16% | 0 | 0
210 | 0 | 0 | 0 | 0 | 16% | 0 | 0
211 | 0 | 0 | 0 | 0 | 16% | 0 | 0
212 | 0 | 0 | 0 | 0 | 16% | 0 | 0
213 | 0 | 0 | 0 | 0 | 16% | 0 | 0
214 | 0 | 0 | 0 | 0 | 16% | 0 | 0
215 |  | 0 | 14
216 | Labor Year 3
217
218 | Positions | No. of Employees |  | Salary or | Overtime | Months on Site
219 |  | EXPAT | NAT. | Hourly Wage | Amount | Expat | National
220 | Plant Manager | 0 | 1 | 91936 | 0% | 12 | 12
221 | Assistant Plant Manager | 0 | 0 | 60000 | 0% | 0 | 0
222 | Shift Supervisor | 0 | 4 | 37856 | 8% | 0 | 12
223 | Operator | 0 | 4 | 21632 | 8% | 0 | 12
224 | Instrument & Electrical Technician | 0 | 2 | 34611.2 | 8% | 0 | 12
225 | Maintenance Mechanic | 0 | 2 | 32448 | 8% | 0 | 12
226 | EXPAT I&C | 0 | 0 | 108160 | 3% | 0 | 0
227 | Administration | 0 | 1 | 25958.4 | 10% | 0 | 12
228 | 0 | 0 | 0 | 0 | 0% | 0 | 0
229 | 0 | 0 | 0 | 0 | 0% | 0 | 0
230 | 0 | 0 | 0 | 0 | 10% | 0 | 0
231 | 0 | 0 | 0 | 0 | 10% | 0 | 0
232 | 0 | 0 | 0 | 0 | 10% | 0 | 0
233 | 0 | 0 | 0 | 0 | 0% | 0 | 0
234 | 0 | 0 | 0 | 0 | 16% | 0 | 0
235 | 0 | 0 | 0 | 0 | 16% | 0 | 0
236 | 0 | 0 | 0 | 0 | 16% | 0 | 0
237 | 0 | 0 | 0 | 0 | 16% | 0 | 0
238 | 0 | 0 | 0 | 0 | 16% | 0 | 0
239 | 0 | 0 | 0 | 0 | 16% | 0 | 0
240 | 0 | 0 | 0 | 0 | 16% | 0 | 0
241 | 0 | 0 | 0 | 0 | 16% | 0 | 0
242 | 0 | 0 | 0 | 0 | 16% | 0 | 0
243 | 0 | 0 | 0 | 0 | 16% | 0 | 0
244 |  | 0 | 14
245 | Labor Year 4
246
247 | Positions | No. of Employees |  | Salary or | Overtime | Months on Site
248 |  | EXPAT | NAT. | Hourly Wage | Amount | Expat | National
249 | Plant Manager | 0 | 1 | 95613.44 | 0% | 12 | 12
250 | Assistant Plant Manager | 0 | 0 | 62400 | 0% | 0 | 0
251 | Shift Supervisor | 0 | 4 | 39370.24 | 8% | 0 | 12
252 | Operator | 0 | 4 | 22497.28 | 8% | 0 | 12
253 | Instrument & Electrical Technician | 0 | 2 | 35995.648 | 8% | 0 | 12
254 | Maintenance Mechanic | 0 | 2 | 33745.92 | 8% | 0 | 12
255 | EXPAT I&C | 0 | 0 | 112486.4 | 3% | 0 | 0
256 | Administration | 0 | 1 | 26996.736 | 10% | 0 | 12
257 | 0 | 0 | 0 | 0 | 0% | 0 | 0
258 | 0 | 0 | 0 | 0 | 0% | 0 | 0
259 | 0 | 0 | 0 | 0 | 10% | 0 | 0
260 | 0 | 0 | 0 | 0 | 10% | 0 | 0
261 | 0 | 0 | 0 | 0 | 10% | 0 | 0
262 | 0 | 0 | 0 | 0 | 0% | 0 | 0
263 | 0 | 0 | 0 | 0 | 16% | 0 | 0
264 | 0 | 0 | 0 | 0 | 16% | 0 | 0
265 | 0 | 0 | 0 | 0 | 16% | 0 | 0
266 | 0 | 0 | 0 | 0 | 16% | 0 | 0
267 | 0 | 0 | 0 | 0 | 16% | 0 | 0
268 | 0 | 0 | 0 | 0 | 16% | 0 | 0
269 | 0 | 0 | 0 | 0 | 16% | 0 | 0
270 | 0 | 0 | 0 | 0 | 16% | 0 | 0
271 | 0 | 0 | 0 | 0 | 16% | 0 | 0
272 | 0 | 0 | 0 | 0 | 16% | 0 | 0
|  | 0 | 14
Labor Year 5
273 | Positions | No. of Employees |  | Salary or | Overtime | Months on Site
274 |  | EXPAT | NAT. | Hourly Wage | Amount | Expat | National
275 | Plant Manager | 0 | 1 | 99437.9776 | 0% | 12 | 12
276 | Assistant Plant Manager | 0 | 0 | 64896 | 0% | 0 | 0
277 | Shift Supervisor | 0 | 4 | 40945.0496 | 8% | 0 | 12
278 | Operator | 0 | 4 | 23397.1712 | 8% | 0 | 12
279 | Instrument & Electrical Technician | 0 | 2 | 37435.4739 | 8% | 0 | 12
280 | Maintenance Mechanic | 0 | 2 | 35095.7568 | 8% | 0 | 12
281 | EXPAT I&C | 0 | 0 | 116985.856 | 3% | 0 | 0
282 | Administration | 0 | 1 | 28076.6054 | 10% | 0 | 12
283 | 0 | 0 | 0 | 0 | 0% | 0 | 0
284 | 0 | 0 | 0 | 0 | 0% | 0 | 0
285 | 0 | 0 | 0 | 0 | 10% | 0 | 0
286 | 0 | 0 | 0 | 0 | 10% | 0 | 0
287 | 0 | 0 | 0 | 0 | 10% | 0 | 0
288 | 0 | 0 | 0 | 0 | 0% | 0 | 0
289 | 0 | 0 | 0 | 0 | 16% | 0 | 0
290 | 0 | 0 | 0 | 0 | 16% | 0 | 0
291 | 0 | 0 | 0 | 0 | 16% | 0 | 0
292 | 0 | 0 | 0 | 0 | 16% | 0 | 0
293 | 0 | 0 | 0 | 0 | 16% | 0 | 0
294 | 0 | 0 | 0 | 0 | 16% | 0 | 0
295 | 0 | 0 | 0 | 0 | 16% | 0 | 0
296 | 0 | 0 | 0 | 0 | 16% | 0 | 0
297 | 0 | 0 | 0 | 0 | 16% | 0 | 0
298 | 0 | 0 | 0 | 0 | 16% | 0 | 0
299
300 | Labor Year 6
301
302 | Positions | No. of Employees |  | Salary or | Overtime | Months on Site
303 |  | EXPAT | NAT. | Hourly Wage | Amount | Expat | National
304 | Plant Manager | 0 | 1 | 103415.4967 | 0% | 12 | 12
305 | Assistant Plant Manager | 0 | 0 | 67491.84 | 0% | 0 | 0
306 | Shift Supervisor | 0 | 4 | 42582.8516 | 8% | 0 | 12
307 | Operator | 0 | 4 | 24333.058 | 8% | 0 | 12
308 | Instrument & Electrical Technician | 0 | 2 | 38932.8929 | 8% | 0 | 12
309 | Maintenance Mechanic | 0 | 2 | 36499.5871 | 8% | 0 | 12
310 | EXPAT I&C | 0 | 0 | 121665.2902 | 3% | 0 | 0
311 | Administration | 0 | 1 | 29199.6697 | 10% | 0 | 12
312 | 0 | 0 | 0 | 0 | 0% | 0 | 0
313 | 0 | 0 | 0 | 0 | 0% | 0 | 0
314 | 0 | 0 | 0 | 0 | 10% | 0 | 0
315 | 0 | 0 | 0 | 0 | 10% | 0 | 0
316 | 0 | 0 | 0 | 0 | 10% | 0 | 0
317 | 0 | 0 | 0 | 0 | 0% | 0 | 0
318 | 0 | 0 | 0 | 0 | 16% | 0 | 0
319 | 0 | 0 | 0 | 0 | 16% | 0 | 0
320 | 0 | 0 | 0 | 0 | 16% | 0 | 0
321 | 0 | 0 | 0 | 0 | 16% | 0 | 0
322 | 0 | 0 | 0 | 0 | 16% | 0 | 0
323 | 0 | 0 | 0 | 0 | 16% | 0 | 0
324 | 0 | 0 | 0 | 0 | 16% | 0 | 0
325 | 0 | 0 | 0 | 0 | 16% | 0 | 0
326 | 0 | 0 | 0 | 0 | 16% | 0 | 0
327 | 0 | 0 | 0 | 0 | 16% | 0 | 0
328 |  |  | 14 |  |  |  | 12
329 | Labor Year 7
330
331 | Positions | No. of Employees |  | Salary or | Overtime | Months on Site
332 |  | EXPAT | NAT. | Hourly Wage | Amount | Expat | National
333 | Plant Manager | 0 | 1 | 107552.1166 | 0% | 12 | 12
334 | Assistant Plant Manager | 0 | 0 | 70191.5136 | 0% | 0 | 0
335 | Shift Supervisor | 0 | 4 | 44286.1656 | 8% | 0 | 12
336 | Operator | 0 | 4 | 25306.3804 | 8% | 0 | 12
337 | Instrument & Electrical Technician | 0 | 2 | 40490.2086 | 8% | 0 | 12
338 | Maintenance Mechanic | 0 | 2 | 37959.5706 | 8% | 0 | 12
339 | EXPAT I&C | 0 | 0 | 126531.9018 | 3% | 0 | 0
340 | Administration | 0 | 1 | 30367.6564 | 10% | 0 | 12
341 | 0 | 0 | 0 | 0 | 0% | 0 | 0
342 | 0 | 0 | 0 | 0 | 0% | 0 | 0
343 | 0 | 0 | 0 | 0 | 10% | 0 | 0
344 | 0 | 0 | 0 | 0 | 10% | 0 | 0
345 | 0 | 0 | 0 | 0 | 10% | 0 | 0
346 | 0 | 0 | 0 | 0 | 0% | 0 | 0
347 | 0 | 0 | 0 | 0 | 16% | 0 | 0
348 | 0 | 0 | 0 | 0 | 16% | 0 | 0
349 | 0 | 0 | 0 | 0 | 16% | 0 | 0
350 | 0 | 0 | 0 | 0 | 16% | 0 | 0
351 | 0 | 0 | 0 | 0 | 16% | 0 | 0
352 | 0 | 0 | 0 | 0 | 16% | 0 | 0
353 | 0 | 0 | 0 | 0 | 16% | 0 | 0
354 | 0 | 0 | 0 | 0 | 16% | 0 | 0
355 | 0 | 0 | 0 | 0 | 16% | 0 | 0
356 | 0 | 0 | 0 | 0 | 16% | 0 | 0
357
358 | Labor Year 8
359
360 | Positions | No. of Employees |  | Salary or | Overtime | Months on Site
361 |  | EXPAT | NAT. | Hourly Wage | Amount | Expat | National
362 | Plant Manager | 0 | 1 | 111854.2012 | 0% | 12 | 12
363 | Assistant Plant Manager | 0 | 0 | 72999.1741 | 0% | 0 | 0
364 | Shift Supervisor | 0 | 4 | 46057.6123 | 8% | 0 | 12
365 | Operator | 0 | 4 | 26318.6356 | 8% | 0 | 12
366 | Instrument & Electrical Technician | 0 | 2 | 42109.8169 | 8% | 0 | 12
367 | Maintenance Mechanic | 0 | 2 | 39477.9534 | 8% | 0 | 12
368 | EXPAT I&C | 0 | 0 | 131593.1779 | 3% | 0 | 0
369 | Administration | 0 | 1 | 31582.3627 | 10% | 0 | 12
370 | 0 | 0 | 0 | 0 | 0% | 0 | 0
371 | 0 | 0 | 0 | 0 | 0% | 0 | 0
372 | 0 | 0 | 0 | 0 | 10% | 0 | 0
373 | 0 | 0 | 0 | 0 | 10% | 0 | 0
374 | 0 | 0 | 0 | 0 | 10% | 0 | 0
375 | 0 | 0 | 0 | 0 | 0% | 0 | 0
376 | 0 | 0 | 0 | 0 | 16% | 0 | 0
377 | 0 | 0 | 0 | 0 | 16% | 0 | 0
378 | 0 | 0 | 0 | 0 | 16% | 0 | 0
379 | 0 | 0 | 0 | 0 | 16% | 0 | 0
380 | 0 | 0 | 0 | 0 | 16% | 0 | 0
381 | 0 | 0 | 0 | 0 | 16% | 0 | 0
382 | 0 | 0 | 0 | 0 | 16% | 0 | 0
383 | 0 | 0 | 0 | 0 | 16% | 0 | 0
384 | 0 | 0 | 0 | 0 | 16% | 0 | 0
385 | 0 | 0 | 0 | 0 | 16% | 0 | 0
386
387 | Labor Year 9
388
389 | Positions | No. of Employees |  | Salary or | Overtime | Months on Site
390 |  | EXPAT | NAT. | Hourly Wage | Amount | Expat | National
391 | Plant Manager | 0 | 1 | 116328.3693 | 0% | 12 | 12
392 | Assistant Plant Manager | 0 | 0 | 75919.1411 | 0% | 0 | 0
393 | Shift Supervisor | 0 | 4 | 47899.9168 | 8% | 0 | 12
394 | Operator | 0 | 4 | 27371.381 | 8% | 0 | 12
395 | Instrument & Electrical Technician | 0 | 2 | 43794.2096 | 8% | 0 | 12
396 | Maintenance Mechanic | 0 | 2 | 41057.0715 | 8% | 0 | 12
397 | EXPAT I&C | 0 | 0 | 136856.905 | 3% | 0 | 0
398 | Administration | 0 | 1 | 32845.6572 | 10% | 0 | 12
399 | 0 | 0 | 0 | 0 | 0% | 0 | 0
400 | 0 | 0 | 0 | 0 | 0% | 0 | 0
401 | 0 | 0 | 0 | 0 | 10% | 0 | 0
402 | 0 | 0 | 0 | 0 | 10% | 0 | 0
403 | 0 | 0 | 0 | 0 | 10% | 0 | 0
404 | 0 | 0 | 0 | 0 | 0% | 0 | 0
405 | 0 | 0 | 0 | 0 | 16% | 0 | 0
406 | 0 | 0 | 0 | 0 | 16% | 0 | 0
407 | 0 | 0 | 0 | 0 | 16% | 0 | 0
408 | 0 | 0 | 0 | 0 | 16% | 0 | 0
409 | 0 | 0 | 0 | 0 | 16% | 0 | 0
410 | 0 | 0 | 0 | 0 | 16% | 0 | 0
411 | 0 | 0 | 0 | 0 | 16% | 0 | 0
412 | 0 | 0 | 0 | 0 | 16% | 0 | 0
413 | 0 | 0 | 0 | 0 | 16% | 0 | 0
414 | 0 | 0 | 0 | 0 | 16% | 0 | 0
415
416 | Labor Year 10
417
418 | Positions | No. of Employees |  | Salary or | Overtime | Months on Site
419 |  | EXPAT | NAT. | Hourly Wage | Amount | Expat | National
420 | Plant Manager | 0 | 1 | 120981.5041 | 0% | 12 | 12
421 | Assistant Plant Manager | 0 | 0 | 78955.9068 | 0% | 0 | 0
422 | Shift Supervisor | 0 | 4 | 49815.9134 | 8% | 0 | 12
423 | Operator | 0 | 4 | 28466.2362 | 8% | 0 | 12
424 | Instrument & Electrical Technician | 0 | 2 | 45545.978 | 8% | 0 | 12
425 | Maintenance Mechanic | 0 | 2 | 42699.3544 | 8% | 0 | 12
426 | EXPAT I&C | 0 | 0 | 142331.1812 | 3% | 0 | 0
427 | Administration | 0 | 1 | 34159.4835 | 10% | 0 | 12
428 | 0 | 0 | 0 | 0 | 0% | 0 | 0
429 | 0 | 0 | 0 | 0 | 0% | 0 | 0
430 | 0 | 0 | 0 | 0 | 10% | 0 | 0
431 | 0 | 0 | 0 | 0 | 10% | 0 | 0
432 | 0 | 0 | 0 | 0 | 10% | 0 | 0
433 | 0 | 0 | 0 | 0 | 0% | 0 | 0
434 | 0 | 0 | 0 | 0 | 16% | 0 | 0
435 | 0 | 0 | 0 | 0 | 16% | 0 | 0
436 | 0 | 0 | 0 | 0 | 16% | 0 | 0
437 | 0 | 0 | 0 | 0 | 16% | 0 | 0
438 | 0 | 0 | 0 | 0 | 16% | 0 | 0
439 | 0 | 0 | 0 | 0 | 16% | 0 | 0
440 | 0 | 0 | 0 | 0 | 16% | 0 | 0
441 | 0 | 0 | 0 | 0 | 16% | 0 | 0
442 | 0 | 0 | 0 | 0 | 16% | 0 | 0
443 | 0 | 0 | 0 | 0 | 16% | 0 | 0
444
445
446
447 | Budget
448
449
450 |  | Base @100% | COMPONENTS |  | COMPONENTS
451 |  | Capacity | Fixed % | Variable % | US$ | Foreign Curr.
452 | CONSUMABLES
453 | Calibration Gas for CEM System | 15000 | 50% | 50% | 100% | 0%
454 | Sample Containers | 3000 | 95% | 5% | 100% | 0%
455 | Filters (Air, Oil, & Fuel) | 60000 | 15% | 85% | 100% | 0%
456 | Oil & Grease | 25000 | 30% | 70% | 100% | 0%
457 | Welding Supplies | 500 | 10% | 90% | 100% | 0%
458 | Replacement Tools | 500 | 100% | 0% | 100% | 0%
459 | Vehicle Maintenance & Fuel | 0 | 100% | 0% | 100% | 0%
460 | Uniforms | 4000 | 100% | 0% | 100% | 0%
461 | Batteries, Fitgs. Charts, Solv., Nuts & Bolts Packings, Etc. | 2500 | 20% | 80% | 100% | 0%
462 | Nitrogen / Hydrogen | 0 | 50% | 50% | 100% | 0%
463 | Turbine Water Wash Solution | 0 | 5% | 95% | 100% | 0%
464 | 0 | 0 | 5% | 95% | 100% | 0%
465 | 0 | 0 | 5% | 95% | 100% | 0%
466 | 0 | 0 | 5% | 95% | 100% | 0%
467 | 0 | 0 | 5% | 95% | 100% | 0%
468
469 |  | Base @100% | COMPONENTS |  | COMPONENTS
470 |  | Capacity | Fixed % | Variable % | US$ | Foreign Curr.
471 | CHEMICALS & WATER TREATMENT
472 | Boiler | 0 | 95% | 5% | 100% | 0%
473 | Pretreatment | 2500 | 95% | 5% | 100% | 0%
474 | Cooling Tower | 0 | 95% | 5% | 100% | 0%
475 | NH3 (SCR) | 0 | 95% | 5% | 100% | 0%
476 | CO² (Fire Suppression System) | 2500 | 95% | 5% | 100% | 0%
477 | 0 | 0 | 95% | 5% | 100% | 0%
478 | Reagents | 5000 | 95% | 5% | 100% | 0%
479 | RO / Demineralization | 30000 | 95% | 5% | 100% | 0%
480 | Zero Discharge Chemicals | 0 | 95% | 5% | 100% | 0%
481 | Lithium Bromide | 0 | 95% | 5% | 100% | 0%
482 | 0 | 0 | 2% | 98% | 100% | 0%
483 | 0 | 0 | 2% | 98% | 100% | 0%
484 | 0 | 0 | 2% | 98% | 100% | 0%
485 | 0 | 0 | 2% | 98% | 100% | 0%
486
487
488
489 |  | Base @100% | COMPONENTS |  | COMPONENTS
490 |  | Capacity | Fixed % | Variable % | US$ | Foreign Curr.
491 | OFFICE AND ADMIN
492 | Telephone & Postage | 5000 | 100% | 0% | 100% | 0%
493 | Admin. Supplies, Coffee, Misc. | 8000 | 100% | 0% | 100% | 0%
494 | Consulting & Audits | 15000 | 100% | 0% | 100% | 0%
495 | Support Travel Expenses | 15000 | 100% | 0% | 100% | 0%
496
497 |  | Base @100% | COMPONENTS |  | COMPONENTS
498 |  | Capacity | Fixed % | Variable % | US$ | Foreign Curr.
499 | TRAINING
500 | Safety (Training and supplies) | 0 | 100% | 0% | 100% | 0%
501 | Equipment Vendor Schools | 0 | 100% | 0% | 100% | 0%
502 | Turbine User Group Meetings | 0 | 100% | 0% | 100% | 0%
503 | Travel & Subsistence | 0 | 100% | 0% | 100% | 0%
504 | 0 | 0 | 100% | 0% | 100% | 0%
505 | 0 | 0 | 100% | 0% | 100% | 0%
506 | 0 | 0 | 100% | 0% | 100% | 0%
507 | 0 | 0 | 100% | 0% | 100% | 0%
508
509 |  | Base @100% | COMPONENTS |  | COMPONENTS
510 |  | Capacity | Fixed % | Variable % | US$ | Foreign Curr.
511 | CONTRACT SERVICES
512 | Waste Removal (Haz, Non-Haz) | 8000 | 50% | 50% | 100% | 0%
513 | Borescope Inspections | 18000 | 50% | 50% | 100% | 0%
514 | Equipment Rental | 0 | 10% | 90% | 100% | 0%
515 | Calibration (Meter & Gauge) | 2000 | 50% | 50% | 100% | 0%
516 | Annual Switchgear Maintenance Inspections | 8000 | 50% | 50% | 100% | 0%
517 | Electrical | 0 | 50% | 50% | 100% | 0%
518 | Grounds Keeping | 0 | 100% | 0% | 100% | 0%
519 | Boiler Inspection | 0 | 100% | 0% | 100% | 0%
520 | Environmental Testing | 0 | 100% | 0% | 100% | 0%
521 | Software Modifications & Upgrades | 0 | 50% | 50% | 100% | 0%
522 | Chillers | 0 | 100% | 0% | 100% | 0%
523 | Site Security | 0 | 100% | 0% | 100% | 0%
524 | Fire Systems | 0 | 100% | 0% | 100% | 0%
525 | Oil Analysis | 6000 | 100% | 0% | 100% | 0%
526 | CEMS | 5000 | 100% | 0% | 100% | 0%
527 | Fuel Analysis | 6000 | 100% | 0% | 100% | 0%
528 | Transportation for Employees | 25000 | 80% | 20% | 100% | 0%
529 | 0 | 0 | 100% | 0% | 100% | 0%
530
531 | Miscellaneous Operating Expense (of ops. cost less labor) | 5% | 100% | 0% | 100% | 0%
532
533 |  | Base @100% | COMPONENTS |  | COMPONENTS
534 |  | Capacity | Fixed % | Variable % | US$ | Foreign Curr.
535 | MAINTENANCE AND MINOR REPAIR
536 | Gas Turbine and Auxiliaries | 90000 | 10% | 90% | 100% | 0%
537 | Steam Turbine and Auxiliaries | 0 | 50% | 50% | 100% | 0%
538 | HRSG / Steam Distribution System | 0 | 50% | 50% | 80% | 20%
539 | Control System | 25000 | 10% | 90% | 100% | 0%
540 | Fuel Distribution System | 7500 | 10% | 90% | 100% | 0%
541 | Air Compressor, Air Distribution System, & Hydraulics | 8000 | 10% | 90% | 100% | 0%
542 | Fuel Storage & Handling | 5000 | 5% | 95% | 0% | 100%
543 | Water Treatment Systems | 6000 | 10% | 90% | 50% | 50%
544 | Water Supply Systems | 3500 | 10% | 90% | 10% | 90%
545 | Cooling Water System | 0 | 10% | 90% | 90% | 10%
546 | Security & Alarms | 0 | 80% | 20% | 0% | 100%
547 | Fire Fighting Systems | 0 | 30% | 70% | 100% | 0%
548 | Valve Maintenance/Replacement | 500 | 10% | 90% | 50% | 50%
549 | Boiler Feedwater Pump/Feed & Condensate System | 0 | 50% | 50% | 70% | 30%
550 | Other Major Pumps & Motors | 2000 | 10% | 90% | 100% | 0%
551 | Air Inlet Systems | 0 | 10% | 90% | 100% | 0%
552 | Electrical Distribution | 4000 | 10% | 90% | 0% | 100%
553 | Shop Equipment | 2000 | 10% | 90% | 0% | 100%
554 | Blackstart System | 0 | 0% | 100% | 0% | 100%
555 | Continuous Emissions Monitoring System | 0 | 10% | 90% | 0% | 100%
556 | SCR | 0 | 0% | 100% | 100% | 0%
557 | 0 | 0 | 0% | 100% | 0% | 100%
558
559 | Miscellaneous Maintenance Expense | 5% | 100% | 0% | 100% | 0%
560
561
562 |  | Base @100% | COMPONENTS |  | COMPONENTS
563 |  | Capacity | Fixed % | Variable % | US$ | Foreign Curr.
564 | OPERATOR MANAGEMENT FEE BEFORE TAX | 1000000 | 100% | 0% | 100% | 0% |  | #VALUE!
565 | Foreign Tax Adj. (65% of Rate) | 242236.0248 | 100% | 0% | 100% | 0% |  | #VALUE! | Cell I451 should always be 0
566 |  | #VALUE!
567 |  | Base @100% | COMPONENTS |  | COMPONENTS
568 |  | Capacity | Fixed % | Variable % | US$ | Foreign Curr.
569 | Insurance, Duties, Nationalization, & Freight
570 | Operator Maintained Insurance | #VALUE! | 100% | 0% | 100% | 0%
571 | Duties & Nationalization(if "0" then they are not included) | 47168.8485 | 32.72% | 67.28% | 0% | 100%
572 | Freight (if "0" then it is not included) | 30324.245 | 32.72% | 67.28% | 48.61% | 51.39%
573 | Miscellaneous Costs & Credits
574 | Other | 0 | 100% | 0% | 100% | 0%
575 | Other | 0 | 100% | 0% | 100% | 0%
576 | Warrantee Credit for First Year | 0% | 50% | 50% | 100% | 0%
577 | Other | 0 | 100% | 0% | 100% | 0%
578
579
580 | Initial Inventory Amount: | 1200000
581
582
583 | Mobilization
584
585 | Mob Fee % Budget Fee | 100%
586
587 | Months of Mob (Prior to Acceptance) | 2
588
589 | LABOR COSTS
590 |  | ANNUAL | LABOR | CATEGORY | MONTH | MONTH | Percent
591 |  | SALARY & OT | CATEGORY | TOTAL | -EAD | +EAD | US$
592 | Plant Manager | 85000 | 0 | 1 | 2 | 0 | 100%
593 | Assistant Plant Manager | 60000 | 0 | 0 | 1 | 0 | 100%
594 | Shift Supervisor | 37800 | 0 | 4 | 1 | 0 | 100%
595 | Operator | 21600 | 0 | 4 | 1 | 0 | 100%
596 | Instrument & Electrical Technician | 34560 | 0 | 2 | 1 | 0 | 100%
597 | Maintenance Mechanic | 32400 | 0 | 2 | 1 | 0 | 100%
598 | EXPAT I&C | 103000 | 0 | 0 | 1 | 0 | 100%
599 | Administration | 26400 | 0 | 1 | 1 | 0 | 100%
600 | 0 | 0 | 0 | 0 | 1 | 0 | 100%
601 | 0 | 0 | 0 | 0 | 0 | 0 | 100%
602 | 0 | 0 | 0 | 0 | 0 | 0 | 100%
603 | 0 | 0 | 0 | 0 | 0 | 0 | 100%
604 | 0 | 0 | 0 | 0 | 0 | 0 | 100%
605 | 0 | 0 | 0 | 0 | 1 | 0 | 100%
606 | 0 | 0 | 0 | 0 | 0 | 0 | 0%
607 | 0 | 0 | 0 | 0 | 0 | 0 | 0%
608 | 0 | 0 | 0 | 0 | 0 | 0 | 0%
609 | 0 | 0 | 0 | 0 | 0 | 0 | 0%
610 | 0 | 0 | 0 | 0 | 0 | 0 | 50%
611 | 0 | 0 | 0 | 0 | 0 | 0 | 50%
612 | 0 | 0 | 0 | 0 | 0 | 0 | 50%
613 | 0 | 0 | 0 | 0 | 0 | 0 | 50%
614 | 0 | 0 | 0 | 0 | 0 | 0 | 50%
615 | 0 | 0 | 0 | 0 | 0 | 0 | 50%
616 | BENEFITS |  | Total Rate |  |  |  | US$
617 |  | Expatriate Benefits | 120.9% |  |  |  | 50%
618 |  | National Benefits | 70% |  |  |  | 0%
619 |  | G&A (on straight time only) | 15% |  |  |  | 50%
620
621 | SUPPORT TECHNICIANS |  | # OF TECHS. | MOB. AMT | -EAD | +EAD | US$
622 |  | 3000 | 1 | 700 | 2 | 1 | 100%
623 |  | Travel per Support Tech. from Home Base to Facility (Round-trip) | 1 | 5000 | 2 | 1 | 100%
624
625 | REGIONAL PERSONNEL |  | INITIAL | MOB. AMT | -EAD | +EAD | US$
626 |  | Data Processing | 0 | 1000 | 2 | 0 | 50%
627 |  | Administrative | N/C | 0 | 0 | 0 | 50%
628 |  | Project Engineers | 7500 | 0 | 0 | 0 | 100%
629 | [6 empty] | Percent
630 | HIRING AND RELOCATION COSTS |  | INITIAL | MOB. AMT | -EAD | +EAD | US$
631 |  | Employee Hiring | 5000 | 5000 |  |  | 100%
632 |  | Employee Relocation | 5000 | 10000 |  |  | 100%
633 |  | Employee Training & Travel | 5000 | 4000 | 2 | 0 | 100%
634 |  | Employee Visas | 3000 | 1500 | 2 | 0 | 100%
635 | [6 empty] | Percent
636 |  |  | INITIAL | MOB. AMT | -EAD | +EAD | US$
637
638 | ADMINISTRATIVE AND SUPPORT COSTS
639 |  | Contract & Regulatory Compliance | 0 | 0 | 2 | 0 | 100%
640 |  | Office Consumables | 1000 | 1250 | 2 | 0 | 100%
641 |  | Personal Safety Equip | 15000 | 0 | 2 | 0 | 100%
642 |  | Uniforms | 8000 | Derivative |  |  | 100%
643 |  | Telephone & Postage | 500 | 416.6667 | 2 | 0 | 100%
644 |  | Regional and Corporate Travel expenses | 20000 | 250 | 2 | 0 | 100%
645 |  | Plant Vehicle Purchase | 40000 | 0 | 2 | 0 | 100%
646 |  | Plant Vehicle Maintenance & Fuel | 1500 | 500 | 2 | 0 | 100%
647 |  | Temporary Furniture Rental | 0 | 0 | 2 | 0 | 100%
648 |  | Trailer Rental for Temporary Office | 1500 | 0 | 2 | 0 | 100%
649 |  | Rental/Storage Space | 0 | 0 | 2 | 0 | 100%
650 |  | Community Involvement | 2000 | 0 | 2 | 0 | 100%
651 |  | Miscellaneous Expenditures | 1000 | 600 | 2 | 0 | 100%
652 |  | Legal | 5000 | 0 | 0 | 0 | 100%
653 |  |  | 0 | 0 | 0 | 0 | 50%
654 |  |  | 0 | 0 | 0 | 0 | 50%
655 | [6 empty] | Percent
656 | MACHINERY, EQUIPMENT & SPECIALTY TOOLS |  | INITIAL | MOB. AMT | -EAD | +EAD | US$
657 |  | Welding Equipment | 5000 | 0 | -1 | 1 | 100%
658 |  | Vibration Analysis Equipment | 6000 | 0 | -1 | 1 | 100%
659 |  | Borescope | 45000 | 0 | -1 | 1 | 100%
660 |  | Hand Tools | 30000 | 0 | -1 | 1 | 100%
661 |  | Fuel Anasis | 0 | 0 | -1 | 1 | 100%
662 |  | Inst/Electronic Equipment | 30000 | 0 | -1 | 1 | 100%
663 |  | Plant Radios | 8000 | 0 | -1 | 1 | 100%
664 |  | Warehouse Equip + Shelving | 10000 | 0 | -1 | 1 | 100%
665 |  | Forklift | 15000 | 0 | -1 | 1 | 100%
666 |  |  | 0 |  | -1 | 1 | 100%
667
668 | FURNISHINGS AND EQUIPMENT |  | INITIAL | MOB. AMT | -EAD | +EAD | US$
669 |  | Offices - Plant Manager/Asst. PM | 5000 | 0 | 1 | -1 | 100%
670 |  | Admin Asst. - Reception Area | 0 | 0 | 1 | -1 | 100%
671 |  | Conference Room | 0 | 0 | 1 | -1 | 100%
672 |  | Other Furnish (Maintenance, I&C) | 3000 | 0 | 1 | -1 | 100%
673 |  | Technical Library | 2000 | 0 | 3 | -3 | 100%
674 |  | Typewriter | 300 | 0 | 1 | -1 | 100%
675 |  | Facsimile Machine | 500 | 0 | 1 | -1 | 100%
676 |  | Photocopier | 8000 | 0 | 1 | -1 | 100%
677 |  | Computers/cabling/etc. | 10000 | 0 | 4 | -4 | 100%
678 |  | Telephone System (if not in EPC scope) | 0 | 0 | 0 | 0 | 100%
679 |  | Audio/Visual Training Equip | 1500 | 0 | 1 | -1 | 100%
680 |  | Sets of Computer Software | 6000 | 0 | 4 | -4 | 100%
681 |  | Preventive Maintenance Software | 18000 | 0 | 2 | -2 | 100%
682 |  | Printers | 3000 | 0 | 4 | -4 | 100%
683 |  | Drawing & Display Boards | 1000 | 0 | 1 | -1 | 100%
684 |  | Weather Station | 4000 | 0 | 2 | -2 | 100%
685 |  |  | 0 | 0 | 0 | 0 | 100%
686 | PES PROVIDED MANUALS |  | INITIAL | MOB. AMT | -EAD | +EAD | US$
687 |  | Administrative Manual | 7500 | 0 | 2 | -2 | 100%
688 |  | Safety & Training Manual | 10000 | 0 | 2 | -2 | 100%
689 |  | Environmental Compliance Manual | 8000 | 0 | 2 | -2 | 100%
690 |  | Operations Procedures Manual | 25000 | 0 | 2 | -2 | 100%
691 |  | Maintenance Procedures Manual | 35000 | 0 | 2 | -2 | 100%
692 |  | PES Provided Training | 500000
693
694
695 | Major Maintenance Reserve
696
697 | ESCALATED MODEL (Y OR N)? | Y
698 | USE TODAY'S DOLLARS OR COD (T or C) | C
699
700 | Number of Gas Turbines | 2
701 | Number of Majors to Calculate Over | 1
702 | GT Model | LM2500, LIQUID FUEL
703 | Fired Hrs per Year | 7621.2
704 | Starts per Year | 0
705 | Hours per Start | 0
706 | Service Factor | 87%
707 | Fuel Type | Liquid Fuel
708 | NOx Reduction System | None
709 | Cycle Type | 3xFT8
710 | Lease Engine Usage Fee (Y or N) | N
711 | Interest Rate (Nominal) | 3%
712 | Interest Rate (Effective) | 3.042%
713 | Quarterly Interest Rate | 0.75%
714 | Initial Fund Deposit | 0
715 | Cost Escalation Rate | 4%
716 | Quarterly Escalation Rate | 0.9853%
717 | Payment Frequency | 12
718 | Date of Estimate | 2026-07-31
719 | Start date for reserve calculation | 2009-08-01
720 | Quarters To Commissioning Date | -68.1
721 | Percent of Reserve Costs that Involve Materials | 95%
722 | Freight Factor for Reserve Account | 9.5%
723 | Nationalization Costs for Reserve Account | 10%
724 | Average Duty Rate for Reserve Account | 10%
725
726
727
728
729
730
731 | Reserve Components |  |  |  | $/Fired Hour
732 |  |  |  |  | 177.8487
733
734 | LM2500, LIQUID FUEL |  |  |  | No. of Turb. | Adjusted for
735 | #N/A | PERIOD | #N/A | #N/A |  | No. of Turb.
736 | #N/A | 12500 | 100000 | 100000 | 2 | 200000
737 | #N/A | 12500 | 735000 | 735000 | 2 | 1470000
738 | #N/A | 50000 | 1995000 | 1160000 | 2 | 2320000
739 | #N/A | 0 | 0 | 0 | 0 | 0
740 | #N/A | 25000 | 40000 | 40000 | 2 | 80000
741 | #N/A | 0 | 0 | 0 | 2 | 0
742 | #N/A | 12500 | 40000 | 40000 | 2 | 80000
743 | #N/A | 12500 | 16000 | 16000 | 2 | 32000
744 | #N/A | 50000 | 40000 | 0 | 2 | 0
745 | #N/A | 50000 | 110000 | 94000 | 2 | 188000
746 | #N/A | 0 | 0 | 0 | 2 | 0
747 | #N/A | 0 | 0 | 0 | 2 | 0
748 | #N/A | 0 | 0 | 0 | 2 | 0
749 | #N/A | 0 | 0 | 0 | 2 | 0
750 | #N/A | 0 | 0 | 0 | 2 | 0
751 | #N/A | 0 | 0 | 0 | 2 | 0
752 | #N/A | 0 | 0 | 0 | 2 | 0
753 | #N/A | 0 | 0 | 0 | 2 | 0
754 | #N/A | 0 | 0 | 0 | 2 | 0
755 | #N/A | 0 | 0 | 0 | 2 | 0
756 | #N/A | 0 | 0 | 0 | 2 | 0
757 | #N/A | 0 | 0 | 0 | 2 | 0
758 | #N/A | 0 | 0 | 0 | 2 | 0
759 | #N/A | 0 | 0 | 0 | 2 | 0
760 | #N/A | 0 | 0 | 0 | 2 | 0
761 | #N/A | 0 | 0 | 0 | 2 | 0
762 | #N/A | 0 | 0 | 0 | 2 | 0
763 | #N/A | 0 | 0 | 0 | 2 | 0
764 | #N/A | 0 | 0 | 0 | 2 | 0
765 | #N/A | 0 | 0 | 0 | 2 | 0
766 | #N/A | 0 | 0 | 0 | 2 | 0
767 | #N/A | 0 | 0 | 0 | 2 | 0
768 | #N/A | 0 | 0 | 0 | 2 | 0
769 | #N/A | 0 | 0 | 0 | 2 | 0
770 | #N/A | 0 | 0 | 0 | 2 | 0
771 | #N/A | 0 | 0 | 0 | 2 | 0
772 | #N/A | 0 | 0 | 0 | 2 | 0
773 | #N/A | 0 | 0 | 0 | 2 | 0
774 | #N/A | 0 | 0 | 0 | 2 | 0
775 | #N/A | 0 | 0 | 0 | 2 | 0
776 | #N/A | 0 | 0 | 0 | 2 | 0
777 | #N/A | 0 | 0 | 0 | 2 | 0
778 | #N/A | 0 | 0 | 0 | 2 | 0
779 | #N/A | 0 | 0 | 0 | 2 | 0
780 | #N/A | 0 | 0 | 0 | 2 | 0
781 | #N/A | 0 | 0 | 0 | 2 | 0
782 | #N/A | 0 | 0 | 0 | 2 | 0
783 | #N/A | 0 | 0 | 0 | 2 | 0
784 | #N/A | 0 | 0 | 0 | 2 | 0
785 | #N/A | 0 | 0 | 0 | 2 | 0
786 | #N/A | 0 | 0 | 0 | 2 | 0
787 | #N/A | 0 | 0 | 0 | 2 | 0
Goto Lease Engine Usage Fee Cost
Undo Lease Engine Usage Fee
Run Reserve Calculation
Include SCR in Reserve
Undo SCR in Reserve
Include Steam Turbine in Reserve
Undo Steam Turbine in Reserve
Percentage Only
Adjust Formula for Accuracy
One Time Only for Support Techs. Not included in Day Rate
Without Round-trip Airfare
Foreign Tax Adjustment
Click to Insert Foreign Tax Adjustment Value
Per Expatriate Employee
Click to Insert Estimate Information into Access DataLink after you have finished it.
Always check Mob. It depends on configuration & Months

## Assume
Assumptions |  | La Raisa A
This Budgetary Estimate does not include costs associated with fuel, utilities, water, duties, freight, and
insurance (other than workmen's compensation, auto liability, and employer's liability). Costs are subject
to change depending on exact location of facility and site conditions.
Facility
1 | IPP 3X50 MW power plant in Venzuela
2 | Facilities are assumed to be designed for local conditions, w/adequate access and safety systems.
3 | Operating hours 7446 per year
Equipment
1 | 3 X FT8
2 | Assume Fin Fan Coolers.
3 | No inlet fogging or chilling
4 | Continous Emissions Monitoring is not a requirement
Chemicals & Water
1 | All first fills will be charged to the commissioning budget.
2 | Water treatment costs are subject to change depending on the water quality and process utilized.
3 | Water source assumed to be City Water.
Fuel
1 | Duel fuel
2 | Fuel is assumed to meet specifications required by the Gas Turbine Manufacturer.
Labor
1 | Shift Supervisors and Operators are assumed to work 12 hour shifts.
2 | Labor for security is not included.
Mobilization
1 | Includes hiring, relocation and training of facility staffing.
2 | Includes purchase of shop equipment, and plant tools.
3 | Include purchase of office furniture, vehicle (1 total for two sites), and computers.
4 | Mobilization includes 2 support technicians for 3 months.
5 | Includes a CMMS database

## Print
Press Button to Print
Foreign Currency Sheets
Output Sheet
Labor (1yr)
Budget (6yr) Fix/Var
Mobilization
Reserve (output)
Profit
Assumptions
Labor (3yr)
Print All of the Above for SSOI Estimate File
Budget (6yr) Curr
Labor(3yr) Curr
Information
$perMW
Mobilization Curr
Input
Labor Curr (1yr)
Labor Benefits
Lease Engine
Labor in broken Out into Currency Components
Labor is all in Foreign Currency
Labor Curr (3yr)
6 Year Summary
Foreign Office
Foreign Office Curr
Labor (6yr)
Labor (6yr) Curr
6 Year Summary Color)
Mob. Schedule

## Summary
ProEnergy Services
Fixed O&M Estimate for a 3xFT8
Power Facility located in Venzuela, International for EDC
Six Year Summary
| Year 1 | Year 2 | Year 3 | Year 4 | Year 5 | Year 6
Budget Categories
Labor | 882930 | 918247.2 | 954977.088 | 993176.1715 | 1032903.2184 | 1074219.3471
Consumables | 100283 | 104294 | 105621 | 107000 | 108435 | 109926
Chemicals & Water Treatment | 39741 | 41329 | 42911 | 44556 | 46266 | 48044
Office & Administration | 43000 | 44720 | 46509 | 48369 | 50304 | 52316
Training | 0 | 0 | 0 | 0 | 0 | 0
Contract Services | 71704 | 74572 | 76860 | 79239 | 81714 | 84288
Miscellaneous Operating Expense | 13620.2993 | 14165.1112 | 14731.7157 | 15320.9843 | 15933.8237 | 16571.1766
Maintenance & Minor Repair | 143185 | 148911 | 149857 | 150842 | 151866 | 152930
Insurance | #VALUE! | #VALUE! | #VALUE! | #VALUE! | #VALUE! | #VALUE!
Freight | 27554.255 | 29802.3908 | 30200.0868 | 30613.6688 | 31043.766 | 31490.7892
Duties & Nationalization | 42860.176 | 46357.193 | 46988.3482 | 47644.713 | 48327.3024 | 49036.7654
Handling Charge | 61729.9949 | 64198.6667 | 65473.4574 | 66799.0476 | 68177.8236 | 69611.2765
Other Costs & Credits | 0 | 0 | 0 | 0 | 0 | 0
Operator Management Fee | 1242236 | 1291925 | 1343602 | 1397346 | 1453240 | 1511369
Total O&M Cost | #VALUE! | #VALUE! | #VALUE! | #VALUE! | #VALUE! | #VALUE!
Initial Support Services Total Cost | Year 1: 917800
Cost of Operation | Year 1: Total Cost
mils Per Kw Operation Only | Year 1: #VALUE!
Mobilization Period | Year 1: Total Cost; Six Year Summary Year 3: Annual Hours of Operation:; Six Year Summary Year 5: 7621.2
(2 Month Period) | Six Year Summary Year 3: Avgerage Esclation Rate:; Six Year Summary Year 5: 4%
|  |  | Fuel Type: |  | Liquid Fuel
Labor Costs | Year 1: 88801
Hiring, Relocation, Administration, & Support | Year 1: #VALUE!
Equipment & Specialty Tools | Year 1: 149000
Office Equipment & Furnishings | Year 1: 62300
PES Provided Manuals | Year 1: 585500
Handling Charge | Year 1: 135279.3; Six Year Summary Year 3: Estimated Initial Inventory; Six Year Summary Year 6: Total Cost
Freight, Duties, & Nationalization | Year 1: Owner; Six Year Summary Year 3: Initial Inventory; Six Year Summary Year 6: 1200000
Insurance | Year 1: #VALUE!; Six Year Summary Year 3: Freight; Six Year Summary Year 6: 60000
Operator's Management Fee | Year 1: 207039.3375; Six Year Summary Year 3: Duties & Nationalization; Six Year Summary Year 6: 180000
Total Mobilization Cost | Year 1: #VALUE!; Six Year Summary Year 3: Total Initial Inventory; Six Year Summary Year 6: 1440000

## Output
ProEnergy Services
Fixed O&M Estimate for a 3xFT8
La Raisa A
(Also Reference Additional Attached Assumptions)
|  |  | Annual Hours of Operation: | 7622
|  | SUMMARY |  |  | TOTAL COST
|  | Mobilization (pre-operational charge) |  |  | #VALUE!
|  | Initial Inventory |  |  | 1440000
|  | Annual O&M Cost |  |  | #VALUE!
|  | Annual Maintenance Cost |  |  | 2332027.12
Direct O&M Costs (Year 1)
|  |  |  | ANNUAL | VARIABLE | TOTAL
|  |  |  | FIXED COST | $/Fired Hr. | ANNUAL COST
Labor | 14 | Employees |  | 814980 |  | 814980
General & Administrative Cost for Labor |  |  |  | 67950 |  | 67950
Sub-total Labor |  |  |  | 882930 | 0 | 882930
Maintenance & Minor Repair |  |  |  | 36395.2993 | 15.7977 | 156805.2993
Consumables |  |  |  | 31900 | 8.9718 | 100283
Chemicals & Water Treatment |  |  |  | 38000 | 0.22842 | 39741
Training |  |  |  | 0 | 0 | 0
Outside Services |  |  |  | 55000 | 2.1916 | 71704
Office & Administrative |  |  |  | 43000 | 0 | 43000
Operator Maintained Insurance |  |  |  | #VALUE! | #VALUE! | #VALUE!
Freight, Duties, & Nationalization |  |  |  | 23041.8433 | 6.2152 | 70414.431
Miscellaneous Costs & Credits |  |  |  | 0 | 0 | 0
Sub-Total Maintenance Cost |  |  |  | #VALUE! | #VALUE! | #VALUE!
Handling Charge |  | 15% |  | 30644.2949 | 4.0784 | 61729.9949
Operator Fee |  |  |  | 1000000 |  | 1000000
Foreign Tax Adjustment on Operator Fee |  |  |  | 242236.0248 |  | 242236.0248
Total Operator Fee with Foreign Tax Adjustment |  |  |  | 1242236.0248 |  | 1242236.0248
Total Annual O&M Cost |  |  |  | #VALUE! | #VALUE! | #VALUE!
Recommended Annual Major Maintenance Reserve Fund
|  |  |  | ANNUAL | VARIABLE | TOTAL
Service Factor for Major Maintenance = |  |  | 87% | FIXED COST | $/Fired Hr. | ANNUAL COST
Major Repair Reserve/YR |  |  |  |  | 305.96 | 2332027.12
Extra for Liquid Fuel |  |  |  |  | 65.53
|  |  |  | 0 |  | 0
Total Annual Major Maintenance Reserve Fund |  |  |  | 0 | 371.49 | 2332027.12
h
ProEnergy Services
Fixed O&M Estimate for a 3xFT8
La Raisa A
(Also Reference Additional Attached Assumptions)
Mobilization Cost |  | 2 | Month Mobilization Period
|  |  |  | FIXED | VARIABLE | TOTAL
|  |  |  | COST | $/Fired Hr. | COST
Labor Costs |  |  |  | 88801 |  | 88801
Hiring, Relocation, Administration, Support |  |  |  | #VALUE! |  | #VALUE!
Equipment & Specialty Tools |  |  |  | 149000 |  | 149000
Office Equipment & Furnishings |  |  |  | 62300 |  | 62300
O&M Manuals and Training |  |  |  | 585500 |  | 585500
Sub-total |  |  |  | #VALUE! |  | #VALUE!
Handling Charge |  | 15% |  | 135279.3 |  | 135279.3
Operators Fee |  |  |  | 207039.3375 |  | 207039.3375
Insurance |  |  |  | #VALUE! |  | #VALUE!
Freight, Duties, & Nationalization |  |  |  | 1369.4283 |  | 1369.4283
Total Mobilization Cost |  |  |  | #VALUE! |  | #VALUE!
Initial Inventory Cost
|  |  |  | FIXED | VARIABLE | TOTAL
|  |  |  | COST | $/Fired Hr. | COST
EX-WORKS U.S. |  |  |  | 1200000 |  | 1200000
Freight, Duties, & Nationalization |  |  |  | 240000 |  | 240000
Total Initial Inventory |  |  |  | 1440000 |  | 1440000

## Labor
Labor | [7 empty] | La Raisa A | [7 empty] | Labor (w/Currency Breakout) |  |  |  | La Raisa A |  |  | Labor in Foreign Currency |  |  |  |  | NA |  |  | La Raisa A
SUMMARY OF LABOR BENEFITS | EXPAT | NATIONAL | [13 empty] | SUMMARY OF LABOR BENEFITS | EXPAT | NATIONAL |  |  | GENERAL AND ADMINISTRATIVE COST: | 15% | SUMMARY OF LABOR BENEFITS | EXPAT | NATIONAL
Total Uplift | 30% | 0% | [6 empty] | GENERAL AND ADMINISTRATIVE COST: |  | 15% |  |  |  |  | Total Uplift | 30% | 0% |  |  | EXPATRIATE LABOR ESCALATION RATE: | 4% | Total Uplift | 30% | 0% | [6 empty] | GENERAL AND ADMINISTRATIVE COST: |  | 15%
Benefits | 47.5% | 0% | [6 empty] | EXPATRIATE LABOR ESCALATION RATE: |  | 4% |  |  |  |  | Benefits | 47.5% | 0% |  |  | NATIONAL LABOR ESCALATION RATE: | 4% | Benefits | 47.5% | 0% | [6 empty] | EXPATRIATE LABOR ESCALATION RATE: |  | 4%
Host Country Income Tax Costs | 0% | [7 empty] | NATIONAL LABOR ESCALATION RATE: |  | 4% |  |  |  |  | Host Country Income Tax Costs | 0% |  |  |  | OVERTIME PAYMENT RATE: | 50% | Host Country Income Tax Costs | 0% | [7 empty] | NATIONAL LABOR ESCALATION RATE: |  | 4%
Country Mandated Benefits | 0% | 70% | [6 empty] | OVERTIME PAYMENT RATE: |  | 50% |  |  |  |  | Country Mandated Benefits | 0% | 70% |  |  |  |  | Country Mandated Benefits | 0% | 70% | [6 empty] | OVERTIME PAYMENT RATE: |  | 50%
United States Income Tax Costs | 0% | [14 empty] | United States Income Tax Costs | 0% | [5 empty] | United States Income Tax Costs | 0%
PES Benefits | 43.36% | 0% | [13 empty] | PES Benefits | 43.36% | 0% |  |  |  |  | PES Benefits | 43.36% | 0%
Total Benefits per Employee | 120.9% | 70% | [13 empty] | Total Benefits per Employee | 120.9% | 70% |  |  |  |  | Total Benefits per Employee | 120.9% | 70%
[23 empty] | 1 U.S. Dollar = | 1 | NA
YEAR 1 | [15 empty] | YEAR 1 | [6 empty] | YEAR 1
[9 empty] | MONTHS | MONTHS | [7 empty] | Base Amount | [13 empty] | MONTHS | MONTHS
POSITIONS | NUMBER OF EMPLOYEES |  |  |  | SALARY/ | BASE | AMT. OF | OVERTIME | ON-SITE | ON-SITE | EXPAT | NATIONAL | STRAIGHT TIME WAGE |  |  | Number of Expats |  | 0 |  |  |  |  | POSITIONS | NUMBER OF EMPLOYEES |  |  |  | SALARY/ | BASE | AMT. OF | OVERTIME | ON-SITE | ON-SITE | EXPAT | NATIONAL
| EXPAT | NATIONAL | Tot. for YR | Code | HOURLY WAGE | WAGE | OVERTIME | WAGE | EXPAT | NATIONAL | EXTENDED | EXTENDED | EXPAT | NAT | Months of expats | Number of Nationals |  | 14 | [5 empty] | EXPAT | NATIONAL | Tot. for YR | Code | HOURLY WAGE | WAGE | OVERTIME | WAGE | EXPAT | NATIONAL | EXTENDED | EXTENDED
Plant Manager | 0 | 1 | 1 | M | 85000 | 85000 | 0% | 0 | 0 | 12 | 0 | 85000 | 0 | 85000 | 0 | [7 empty] | Plant Manager | 0 | 1 | 1 | M | 85000 | 85000 | 0% | 0 | 0 | 12 | 0 | 85000 | 0 | 85000
Assistant Plant Manager | 0 | 0 | 0 | M | 60000 | 60000 | 0% | 0 | 0 | 0 | 0 | 0 | 0 | 0 | 0 |  | Code | From Labor Sht. | US$% | Foreign Cur % | US$ | Foreign (in US$) | Assistant Plant Manager | 0 | 0 | 0 | M | 60000 | 60000 | 0% | 0 | 0 | 0 | 0 | 0 | 0 | 0
Shift Supervisor | 0 | 4 | 4 | O | 35000 | 35000 | 8% | 4200 | 0 | 12 | 0 | 156800 | 0 | 140000 | 0 | Manager Expat Wage | M | 0 | 100% | 0% | 0 | 0 | Shift Supervisor | 0 | 4 | 4 | O | 35000 | 35000 | 8% | 4200 | 0 | 12 | 0 | 156800 | 0 | 140000
Operator | 0 | 4 | 4 | O | 20000 | 20000 | 8% | 2400 | 0 | 12 | 0 | 89600 | 0 | 80000 | 0 | Operator Expat Wage | O | 0 | 100% | 0% | 0 | 0 | Operator | 0 | 4 | 4 | O | 20000 | 20000 | 8% | 2400 | 0 | 12 | 0 | 89600 | 0 | 80000
Instrument & Electrical Technician | 0 | 2 | 2 | O | 32000 | 32000 | 8% | 3840 | 0 | 12 | 0 | 71680 | 0 | 64000 | 0 | Manager National Wage | M | 85000 | 100% | 0% | 85000 | 0 | Instrument & Electrical Technician | 0 | 2 | 2 | O | 32000 | 32000 | 8% | 3840 | 0 | 12 | 0 | 71680 | 0 | 64000
Maintenance Mechanic | 0 | 2 | 2 | O | 30000 | 30000 | 8% | 3600 | 0 | 12 | 0 | 67200 | 0 | 60000 | 0 | Operator National Wage | O | 412880 | 100% | 0% | 412880 | 0 | Maintenance Mechanic | 0 | 2 | 2 | O | 30000 | 30000 | 8% | 3600 | 0 | 12 | 0 | 67200 | 0 | 60000
EXPAT I&C | 0 | 0 | 0 | O | 100000 | 100000 | 3% | 4500 | 0 | 0 | 0 | 0 | 0 | 0 | 0 | Manager Expat Benefits | M | 0 | 100% | 0% | 0 | 0 | EXPAT I&C | 0 | 0 | 0 | O | 100000 | 100000 | 3% | 4500 | 0 | 0 | 0 | 0 | 0 | 0
Administration | 0 | 1 | 1 | O | 24000 | 24000 | 10% | 3600 | 0 | 12 | 0 | 27600 | 0 | 24000 | 0 | Operator Expat Benefits | O | 0 | 100% | 0% | 0 | 0 | Administration | 0 | 1 | 1 | O | 24000 | 24000 | 10% | 3600 | 0 | 12 | 0 | 27600 | 0 | 24000
0 | 0 | 0 | 0 | O | 0 | 0 | 0% | 0 | 0 | 0 | 0 | 0 | 0 | 0 | 0 | Manager National Benefits | M | 59500 | 100% | 0% | 59500 | 0 | 0 | 0 | 0 | 0 | O | 0 | 0 | 0% | 0 | 0 | 0 | 0 | 0 | 0 | 0
0 | 0 | 0 | 0 | O | 0 | 0 | 0% | 0 | 0 | 0 | 0 | 0 | 0 | 0 | 0 | Operator National Benefits | O | 257600 | 100% | 0% | 257600 | 0 | 0 | 0 | 0 | 0 | O | 0 | 0 | 0% | 0 | 0 | 0 | 0 | 0 | 0 | 0
0 | 0 | 0 | 0 | O | 0 | 0 | 10% | 0 | 0 | 0 | 0 | 0 | 0 | 0 | 0 | G&A Managers | M | 12750 | 100% | 0% | 12750 | 0 | 0 | 0 | 0 | 0 | O | 0 | 0 | 10% | 0 | 0 | 0 | 0 | 0 | 0 | 0
0 | 0 | 0 | 0 | O | 0 | 0 | 10% | 0 | 0 | 0 | 0 | 0 | 0 | 0 | 0 | G&A Operators | O | 55200 | 0% | 100% | 0 | 55200 | 0 | 0 | 0 | 0 | O | 0 | 0 | 10% | 0 | 0 | 0 | 0 | 0 | 0 | 0
0 | 0 | 0 | 0 | O | 0 | 0 | 10% | 0 | 0 | 0 | 0 | 0 | 0 | 0 | 0 | Manager Total |  |  |  |  | 157250 | 0 | 0 | 0 | 0 | 0 | O | 0 | 0 | 10% | 0 | 0 | 0 | 0 | 0 | 0 | 0
0 | 0 | 0 | 0 | O | 0 | 0 | 0% | 0 | 0 | 0 | 0 | 0 | 0 | 0 | 0 | Operator / Supervisor Total |  |  |  |  | 670480 | 55200 | 0 | 0 | 0 | 0 | O | 0 | 0 | 0% | 0 | 0 | 0 | 0 | 0 | 0 | 0
0 | 0 | 0 | 0 | O | 0 | 0 | 16% | 0 | 0 | 0 | 0 | 0 | 0 | 0 | 0 | [7 empty] | 0 | 0 | 0 | 0 | O | 0 | 0 | 16% | 0 | 0 | 0 | 0 | 0 | 0 | 0
0 | 0 | 0 | 0 | O | 0 | 0 | 16% | 0 | 0 | 0 | 0 | 0 | 0 | 0 | 0 | [7 empty] | 0 | 0 | 0 | 0 | O | 0 | 0 | 16% | 0 | 0 | 0 | 0 | 0 | 0 | 0
0 | 0 | 0 | 0 | O | 0 | 0 | 16% | 0 | 0 | 0 | 0 | 0 | 0 | 0 | 0 | [7 empty] | 0 | 0 | 0 | 0 | O | 0 | 0 | 16% | 0 | 0 | 0 | 0 | 0 | 0 | 0
0 | 0 | 0 | 0 | O | 0 | 0 | 16% | 0 | 0 | 0 | 0 | 0 | 0 | 0 | 0 | [7 empty] | 0 | 0 | 0 | 0 | O | 0 | 0 | 16% | 0 | 0 | 0 | 0 | 0 | 0 | 0
0 | 0 | 0 | 0 | O | 0 | 0 | 16% | 0 | 0 | 0 | 0 | 0 | 0 | 0 | 0 | [7 empty] | 0 | 0 | 0 | 0 | O | 0 | 0 | 16% | 0 | 0 | 0 | 0 | 0 | 0 | 0
0 | 0 | 0 | 0 | O | 0 | 0 | 16% | 0 | 0 | 0 | 0 | 0 | 0 | 0 | 0 | [7 empty] | 0 | 0 | 0 | 0 | O | 0 | 0 | 16% | 0 | 0 | 0 | 0 | 0 | 0 | 0
0 | 0 | 0 | 0 | O | 0 | 0 | 16% | 0 | 0 | 0 | 0 | 0 | 0 | 0 | 0 | [7 empty] | 0 | 0 | 0 | 0 | O | 0 | 0 | 16% | 0 | 0 | 0 | 0 | 0 | 0 | 0
0 | 0 | 0 | 0 | O | 0 | 0 | 16% | 0 | 0 | 0 | 0 | 0 | 0 | 0 | 0 | [7 empty] | 0 | 0 | 0 | 0 | O | 0 | 0 | 16% | 0 | 0 | 0 | 0 | 0 | 0 | 0
0 | 0 | 0 | 0 | O | 0 | 0 | 16% | 0 | 0 | 0 | 0 | 0 | 0 | 0 | 0 | [7 empty] | 0 | 0 | 0 | 0 | O | 0 | 0 | 16% | 0 | 0 | 0 | 0 | 0 | 0 | 0
0 | 0 | 0 | 0 | O | 0 | 0 | 16% | 0 | 0 | 0 | 0 | 0 | 0 | 0 | 0 | [7 empty] | 0 | 0 | 0 | 0 | O | 0 | 0 | 16% | 0 | 0 | 0 | 0 | 0 | 0 | 0
Totals | 0 | 14 | 14 |  |  |  | SUB TOTALS |  |  | Management | 0 | 85000 | 0 | 453000 | 0 | [7 empty] | Totals | 0 | 14 | 14 |  |  |  | SUB TOTALS |  |  | MANAGEMENT | 0 | 85000 | 0 | 453000
[10 empty] | Operations & Supervisor | 0 | 412880 | [20 empty] | OPERATIONS AND SUPERVISION | 0 | 412880
[9 empty] | NATIONAL BENEFITS (OF STRAIGHT TIME WAGE) | 70% | 0 | 317100 | [19 empty] | NATIONAL BENEFITS (OF STRAIGHT TIME WAGE) | 70% | 0 | 317100
[9 empty] | EXPAT BENEFITS (OF STRAIGHT TIME WAGE) | 120.9% | 0 | 0 | [19 empty] | EXPAT BENEFITS (OF STRAIGHT TIME WAGE) | 120.9% | 0 | 0
[11 empty] | COMBINED SUB-TOTAL (INCLUDING BENEFITS) | 814980 | [21 empty] | COMBINED SUB-TOTAL (INCLUDING BENEFITS) | 814980
[10 empty] | G&A (OF STRAIGHT TIME WAGE) | 15% | 67950 | Base Expat | Base National | [18 empty] | G&A (OF STRAIGHT TIME WAGE) | 15% | 67950 | Base Expat | Base National
[10 empty] | Management | 157250 |  | 0 | 85000 | [18 empty] | MANAGEMENT | 157250 |  | 0 | 85000
[10 empty] | Operations & Supervisor | 725680 |  | 0 | 368000 | [18 empty] | OPERATIONS AND SUPERVISION | 725680 |  | 0 | 368000
[11 empty] | YEAR 1 | 882930 | [21 empty] | YEAR 1 | 882930
Labor (cont.) | [7 empty] | La Raisa A | [14 empty] | Labor (cont.) | [7 empty] | La Raisa A
YEAR 2 | [15 empty] | YEAR 2 | [6 empty] | YEAR 2
[9 empty] | MONTHS | MONTHS | [7 empty] | Base Amount | [13 empty] | MONTHS | MONTHS
POSITIONS | NUMBER OF EMPLOYEES |  |  |  | SALARY/ | BASE | AMT. OF | OVERTIME | ON-SITE | ON-SITE | EXPAT | NATIONAL |  |  |  | Number of Expats |  | 0 |  |  |  |  | POSITIONS | NUMBER OF EMPLOYEES |  |  |  | SALARY/ | BASE | AMT. OF | OVERTIME | ON-SITE | ON-SITE | EXPAT | NATIONAL
| EXPAT | NATIONAL | Tot. for YR | Code | HOURLY WAGE | WAGE | OVERTIME | WAGE | EXPAT | NATIONAL | EXTENDED | EXTENDED |  |  | Months of expats | Number of Nationals |  | 14 | [5 empty] | EXPAT | NATIONAL | Tot. for YR | Code | HOURLY WAGE | WAGE | OVERTIME | WAGE | EXPAT | NATIONAL | EXTENDED | EXTENDED
Plant Manager | 0 | 1 | 2 | M | 88400 | 88400 | 0% | 0 | 12 | 12 | 0 | 88400 | 0 | 88400 | 0 | [7 empty] | Plant Manager | 0 | 1 | 2 | M | 88400 | 88400 | 0% | 0 | 12 | 12 | 0 | 88400 | 0 | 88400
Assistant Plant Manager | 0 | 0 | 0 | M | 62400 | 62400 | 0% | 0 | 0 | 0 | 0 | 0 | 0 | 0 | 0 |  | Code | From Labor Sht. | US$% | Foreign Cur % | US$ | Foreign (in US$) | Assistant Plant Manager | 0 | 0 | 0 | M | 62400 | 62400 | 0% | 0 | 0 | 0 | 0 | 0 | 0 | 0
Shift Supervisor | 0 | 4 | 4 | O | 36400 | 36400 | 8% | 4368 | 0 | 12 | 0 | 163072 | 0 | 145600 | 0 | Manager Expat Wage | M | 0 | 100% | 0% | 0 | 0 | Shift Supervisor | 0 | 4 | 4 | O | 36400 | 36400 | 8% | 4368 | 0 | 12 | 0 | 163072 | 0 | 145600
Operator | 0 | 4 | 4 | O | 20800 | 20800 | 8% | 2496 | 0 | 12 | 0 | 93184 | 0 | 83200 | 0 | Operator Expat Wage | O | 0 | 100% | 0% | 0 | 0 | Operator | 0 | 4 | 4 | O | 20800 | 20800 | 8% | 2496 | 0 | 12 | 0 | 93184 | 0 | 83200
Instrument & Electrical Technician | 0 | 2 | 2 | O | 33280 | 33280 | 8% | 3993.6 | 0 | 12 | 0 | 74547.2 | 0 | 66560 | 0 | Manager National Wage | M | 88400 | 100% | 0% | 88400 | 0 | Instrument & Electrical Technician | 0 | 2 | 2 | O | 33280 | 33280 | 8% | 3993.6 | 0 | 12 | 0 | 74547.2 | 0 | 66560
Maintenance Mechanic | 0 | 2 | 2 | O | 31200 | 31200 | 8% | 3744 | 0 | 12 | 0 | 69888 | 0 | 62400 | 0 | Operator National Wage | O | 429395.2 | 100% | 0% | 429395.2 | 0 | Maintenance Mechanic | 0 | 2 | 2 | O | 31200 | 31200 | 8% | 3744 | 0 | 12 | 0 | 69888 | 0 | 62400
EXPAT I&C | 0 | 0 | 0 | O | 104000 | 104000 | 3% | 4680 | 0 | 0 | 0 | 0 | 0 | 0 | 0 | Manager Expat Benefits | M | 0 | 100% | 0% | 0 | 0 | EXPAT I&C | 0 | 0 | 0 | O | 104000 | 104000 | 3% | 4680 | 0 | 0 | 0 | 0 | 0 | 0
Administration | 0 | 1 | 1 | O | 24960 | 24960 | 10% | 3744 | 0 | 12 | 0 | 28704 | 0 | 24960 | 0 | Operator Expat Benefits | O | 0 | 100% | 0% | 0 | 0 | Administration | 0 | 1 | 1 | O | 24960 | 24960 | 10% | 3744 | 0 | 12 | 0 | 28704 | 0 | 24960
0 | 0 | 0 | 0 | O | 0 | 0 | 0% | 0 | 0 | 0 | 0 | 0 | 0 | 0 | 0 | Manager National Benefits | M | 61880 | 100% | 0% | 61880 | 0 | 0 | 0 | 0 | 0 | O | 0 | 0 | 0% | 0 | 0 | 0 | 0 | 0 | 0 | 0
0 | 0 | 0 | 0 | O | 0 | 0 | 0% | 0 | 0 | 0 | 0 | 0 | 0 | 0 | 0 | Operator National Benefits | O | 267904 | 100% | 0% | 267904 | 0 | 0 | 0 | 0 | 0 | O | 0 | 0 | 0% | 0 | 0 | 0 | 0 | 0 | 0 | 0
0 | 0 | 0 | 0 | O | 0 | 0 | 10% | 0 | 0 | 0 | 0 | 0 | 0 | 0 | 0 | G&A Managers | M | 13260 | 100% | 0% | 13260 | 0 | 0 | 0 | 0 | 0 | O | 0 | 0 | 10% | 0 | 0 | 0 | 0 | 0 | 0 | 0
0 | 0 | 0 | 0 | O | 0 | 0 | 10% | 0 | 0 | 0 | 0 | 0 | 0 | 0 | 0 | G&A Operators | O | 57408 | 0% | 100% | 0 | 57408 | 0 | 0 | 0 | 0 | O | 0 | 0 | 10% | 0 | 0 | 0 | 0 | 0 | 0 | 0
0 | 0 | 0 | 0 | O | 0 | 0 | 10% | 0 | 0 | 0 | 0 | 0 | 0 | 0 | 0 | Manager Total |  |  |  |  | 163540 | 0 | 0 | 0 | 0 | 0 | O | 0 | 0 | 10% | 0 | 0 | 0 | 0 | 0 | 0 | 0
0 | 0 | 0 | 0 | O | 0 | 0 | 0% | 0 | 0 | 0 | 0 | 0 | 0 | 0 | 0 | Operator / Supervisor Total |  |  |  |  | 697299.2 | 57408 | 0 | 0 | 0 | 0 | O | 0 | 0 | 0% | 0 | 0 | 0 | 0 | 0 | 0 | 0
0 | 0 | 0 | 0 | O | 0 | 0 | 16% | 0 | 0 | 0 | 0 | 0 | 0 | 0 | 0 | [7 empty] | 0 | 0 | 0 | 0 | O | 0 | 0 | 16% | 0 | 0 | 0 | 0 | 0 | 0 | 0
0 | 0 | 0 | 0 | O | 0 | 0 | 16% | 0 | 0 | 0 | 0 | 0 | 0 | 0 | 0 | [7 empty] | 0 | 0 | 0 | 0 | O | 0 | 0 | 16% | 0 | 0 | 0 | 0 | 0 | 0 | 0
0 | 0 | 0 | 0 | O | 0 | 0 | 16% | 0 | 0 | 0 | 0 | 0 | 0 | 0 | 0 | [7 empty] | 0 | 0 | 0 | 0 | O | 0 | 0 | 16% | 0 | 0 | 0 | 0 | 0 | 0 | 0
0 | 0 | 0 | 0 | O | 0 | 0 | 16% | 0 | 0 | 0 | 0 | 0 | 0 | 0 | 0 | [7 empty] | 0 | 0 | 0 | 0 | O | 0 | 0 | 16% | 0 | 0 | 0 | 0 | 0 | 0 | 0
0 | 0 | 0 | 0 | O | 0 | 0 | 16% | 0 | 0 | 0 | 0 | 0 | 0 | 0 | 0 | [7 empty] | 0 | 0 | 0 | 0 | O | 0 | 0 | 16% | 0 | 0 | 0 | 0 | 0 | 0 | 0
0 | 0 | 0 | 0 | O | 0 | 0 | 16% | 0 | 0 | 0 | 0 | 0 | 0 | 0 | 0 | [7 empty] | 0 | 0 | 0 | 0 | O | 0 | 0 | 16% | 0 | 0 | 0 | 0 | 0 | 0 | 0
0 | 0 | 0 | 0 | O | 0 | 0 | 16% | 0 | 0 | 0 | 0 | 0 | 0 | 0 | 0 | [7 empty] | 0 | 0 | 0 | 0 | O | 0 | 0 | 16% | 0 | 0 | 0 | 0 | 0 | 0 | 0
0 | 0 | 0 | 0 | O | 0 | 0 | 16% | 0 | 0 | 0 | 0 | 0 | 0 | 0 | 0 | [7 empty] | 0 | 0 | 0 | 0 | O | 0 | 0 | 16% | 0 | 0 | 0 | 0 | 0 | 0 | 0
0 | 0 | 0 | 0 | O | 0 | 0 | 16% | 0 | 0 | 0 | 0 | 0 | 0 | 0 | 0 | [7 empty] | 0 | 0 | 0 | 0 | O | 0 | 0 | 16% | 0 | 0 | 0 | 0 | 0 | 0 | 0
0 | 0 | 0 | 0 | O | 0 | 0 | 16% | 0 | 0 | 0 | 0 | 0 | 0 | 0 | 0 | [7 empty] | 0 | 0 | 0 | 0 | O | 0 | 0 | 16% | 0 | 0 | 0 | 0 | 0 | 0 | 0
Totals | 0 | 14 | 15 |  |  |  | SUB TOTALS |  |  | Management | 0 | 88400 | 0 | 471120 | 0 | [7 empty] | Totals | 0 | 14 | 15 |  |  |  | SUB TOTALS |  |  | MANAGEMENT | 0 | 88400 | 0 | 471120
[10 empty] | Operations & Supervisor | 0 | 429395.2 | [20 empty] | OPERATIONS AND SUPERVISION | 0 | 429395.2
[9 empty] | NATIONAL BENEFITS (OF STRAIGHT TIME WAGE) | 70% | 0 | 329784 | [19 empty] | NATIONAL BENEFITS (OF STRAIGHT TIME WAGE) | 70% | 0 | 329784
[9 empty] | EXPAT BENEFITS (OF STRAIGHT TIME WAGE) | 120.9% | 0 | 0 | [19 empty] | EXPAT BENEFITS (OF STRAIGHT TIME WAGE) | 120.9% | 0 | 0
[11 empty] | COMBINED SUB-TOTAL (INCLUDING BENEFITS) | 847579.2 | [21 empty] | COMBINED SUB-TOTAL (INCLUDING BENEFITS) | 847579.2
[10 empty] | G&A (OF STRAIGHT TIME WAGE) | 15% | 70668 | Base Expat | Base National | [18 empty] | G&A (OF STRAIGHT TIME WAGE) | 15% | 70668 | Base Expat | Base National
[10 empty] | Management | 163540 |  | 0 | 88400 | [18 empty] | MANAGEMENT | 163540 |  | 0 | 88400
[10 empty] | Operations & Supervisor | 754707.2 |  | 0 | 382720 | [18 empty] | OPERATIONS AND SUPERVISION | 754707.2 |  | 0 | 382720
[11 empty] | YEAR 2 | 918247.2 | [21 empty] | YEAR 2 | 918247.2
Labor (cont.) | [7 empty] | La Raisa A | [14 empty] | Labor (cont.) | [7 empty] | La Raisa A
YEAR 3 | [15 empty] | YEAR 3 | [6 empty] | YEAR 3
[9 empty] | MONTHS | MONTHS | [7 empty] | Base Amount | [13 empty] | MONTHS | MONTHS
POSITIONS | NUMBER OF EMPLOYEES |  |  |  | SALARY/ | BASE | AMT. OF | OVERTIME | ON-SITE | ON-SITE | EXPAT | NATIONAL |  |  |  | Number of Expats |  | 0 |  |  |  |  | POSITIONS | NUMBER OF EMPLOYEES |  |  |  | SALARY/ | BASE | AMT. OF | OVERTIME | ON-SITE | ON-SITE | EXPAT | NATIONAL
| EXPAT | NATIONAL | Tot. for YR | Code | HOURLY WAGE | WAGE | OVERTIME | WAGE | EXPAT | NATIONAL | EXTENDED | EXTENDED |  |  | Months of expats | Number of Nationals |  | 14 | [5 empty] | EXPAT | NATIONAL | Tot. for YR | Code | HOURLY WAGE | WAGE | OVERTIME | WAGE | EXPAT | NATIONAL | EXTENDED | EXTENDED
Plant Manager | 0 | 1 | 2 | M | 91936 | 91936 | 0% | 0 | 12 | 12 | 0 | 91936 | 0 | 91936 | 0 | [7 empty] | Plant Manager | 0 | 1 | 2 | M | 91936 | 91936 | 0% | 0 | 12 | 12 | 0 | 91936 | 0 | 91936
Assistant Plant Manager | 0 | 0 | 0 | M | 60000 | 60000 | 0% | 0 | 0 | 0 | 0 | 0 | 0 | 0 | 0 |  | Code | From Labor Sht. | US$% | Foreign Cur % | US$ | Foreign (in US$) | Assistant Plant Manager | 0 | 0 | 0 | M | 60000 | 60000 | 0% | 0 | 0 | 0 | 0 | 0 | 0 | 0
Shift Supervisor | 0 | 4 | 4 | O | 37856 | 37856 | 8% | 4542.72 | 0 | 12 | 0 | 169594.88 | 0 | 151424 | 0 | Manager Expat Wage | M | 0 | 100% | 0% | 0 | 0 | Shift Supervisor | 0 | 4 | 4 | O | 37856 | 37856 | 8% | 4542.72 | 0 | 12 | 0 | 169594.88 | 0 | 151424
Operator | 0 | 4 | 4 | O | 21632 | 21632 | 8% | 2595.84 | 0 | 12 | 0 | 96911.36 | 0 | 86528 | 0 | Operator Expat Wage | O | 0 | 100% | 0% | 0 | 0 | Operator | 0 | 4 | 4 | O | 21632 | 21632 | 8% | 2595.84 | 0 | 12 | 0 | 96911.36 | 0 | 86528
Instrument & Electrical Technician | 0 | 2 | 2 | O | 34611.2 | 34611.2 | 8% | 4153.344 | 0 | 12 | 0 | 77529.088 | 0 | 69222.4 | 0 | Manager National Wage | M | 91936 | 100% | 0% | 91936 | 0 | Instrument & Electrical Technician | 0 | 2 | 2 | O | 34611.2 | 34611.2 | 8% | 4153.344 | 0 | 12 | 0 | 77529.088 | 0 | 69222.4
Maintenance Mechanic | 0 | 2 | 2 | O | 32448 | 32448 | 8% | 3893.76 | 0 | 12 | 0 | 72683.52 | 0 | 64896 | 0 | Operator National Wage | O | 446571.008 | 100% | 0% | 446571.008 | 0 | Maintenance Mechanic | 0 | 2 | 2 | O | 32448 | 32448 | 8% | 3893.76 | 0 | 12 | 0 | 72683.52 | 0 | 64896
EXPAT I&C | 0 | 0 | 0 | O | 108160 | 108160 | 3% | 4867.2 | 0 | 0 | 0 | 0 | 0 | 0 | 0 | Manager Expat Benefits | M | 0 | 100% | 0% | 0 | 0 | EXPAT I&C | 0 | 0 | 0 | O | 108160 | 108160 | 3% | 4867.2 | 0 | 0 | 0 | 0 | 0 | 0
Administration | 0 | 1 | 1 | O | 25958.4 | 25958.4 | 10% | 3893.76 | 0 | 12 | 0 | 29852.16 | 0 | 25958.4 | 0 | Operator Expat Benefits | O | 0 | 100% | 0% | 0 | 0 | Administration | 0 | 1 | 1 | O | 25958.4 | 25958.4 | 10% | 3893.76 | 0 | 12 | 0 | 29852.16 | 0 | 25958.4
0 | 0 | 0 | 0 | O | 0 | 0 | 0% | 0 | 0 | 0 | 0 | 0 | 0 | 0 | 0 | Manager National Benefits | M | 64355.2 | 100% | 0% | 64355.2 | 0 | 0 | 0 | 0 | 0 | O | 0 | 0 | 0% | 0 | 0 | 0 | 0 | 0 | 0 | 0
0 | 0 | 0 | 0 | O | 0 | 0 | 0% | 0 | 0 | 0 | 0 | 0 | 0 | 0 | 0 | Operator National Benefits | O | 278620.16 | 100% | 0% | 278620.16 | 0 | 0 | 0 | 0 | 0 | O | 0 | 0 | 0% | 0 | 0 | 0 | 0 | 0 | 0 | 0
0 | 0 | 0 | 0 | O | 0 | 0 | 10% | 0 | 0 | 0 | 0 | 0 | 0 | 0 | 0 | G&A Managers | M | 13790.4 | 100% | 0% | 13790.4 | 0 | 0 | 0 | 0 | 0 | O | 0 | 0 | 10% | 0 | 0 | 0 | 0 | 0 | 0 | 0
0 | 0 | 0 | 0 | O | 0 | 0 | 10% | 0 | 0 | 0 | 0 | 0 | 0 | 0 | 0 | G&A Operators | O | 59704.32 | 0% | 100% | 0 | 59704.32 | 0 | 0 | 0 | 0 | O | 0 | 0 | 10% | 0 | 0 | 0 | 0 | 0 | 0 | 0
0 | 0 | 0 | 0 | O | 0 | 0 | 10% | 0 | 0 | 0 | 0 | 0 | 0 | 0 | 0 | Manager Total |  |  |  |  | 170081.6 | 0 | 0 | 0 | 0 | 0 | O | 0 | 0 | 10% | 0 | 0 | 0 | 0 | 0 | 0 | 0
0 | 0 | 0 | 0 | O | 0 | 0 | 0% | 0 | 0 | 0 | 0 | 0 | 0 | 0 | 0 | Operator / Supervisor Total |  |  |  |  | 725191.168 | 59704.32 | 0 | 0 | 0 | 0 | O | 0 | 0 | 0% | 0 | 0 | 0 | 0 | 0 | 0 | 0
0 | 0 | 0 | 0 | O | 0 | 0 | 16% | 0 | 0 | 0 | 0 | 0 | 0 | 0 | 0 | [7 empty] | 0 | 0 | 0 | 0 | O | 0 | 0 | 16% | 0 | 0 | 0 | 0 | 0 | 0 | 0
0 | 0 | 0 | 0 | O | 0 | 0 | 16% | 0 | 0 | 0 | 0 | 0 | 0 | 0 | 0 | [7 empty] | 0 | 0 | 0 | 0 | O | 0 | 0 | 16% | 0 | 0 | 0 | 0 | 0 | 0 | 0
0 | 0 | 0 | 0 | O | 0 | 0 | 16% | 0 | 0 | 0 | 0 | 0 | 0 | 0 | 0 | [7 empty] | 0 | 0 | 0 | 0 | O | 0 | 0 | 16% | 0 | 0 | 0 | 0 | 0 | 0 | 0
0 | 0 | 0 | 0 | O | 0 | 0 | 16% | 0 | 0 | 0 | 0 | 0 | 0 | 0 | 0 | [7 empty] | 0 | 0 | 0 | 0 | O | 0 | 0 | 16% | 0 | 0 | 0 | 0 | 0 | 0 | 0
0 | 0 | 0 | 0 | O | 0 | 0 | 16% | 0 | 0 | 0 | 0 | 0 | 0 | 0 | 0 | [7 empty] | 0 | 0 | 0 | 0 | O | 0 | 0 | 16% | 0 | 0 | 0 | 0 | 0 | 0 | 0
0 | 0 | 0 | 0 | O | 0 | 0 | 16% | 0 | 0 | 0 | 0 | 0 | 0 | 0 | 0 | [7 empty] | 0 | 0 | 0 | 0 | O | 0 | 0 | 16% | 0 | 0 | 0 | 0 | 0 | 0 | 0
0 | 0 | 0 | 0 | O | 0 | 0 | 16% | 0 | 0 | 0 | 0 | 0 | 0 | 0 | 0 | [7 empty] | 0 | 0 | 0 | 0 | O | 0 | 0 | 16% | 0 | 0 | 0 | 0 | 0 | 0 | 0
0 | 0 | 0 | 0 | O | 0 | 0 | 16% | 0 | 0 | 0 | 0 | 0 | 0 | 0 | 0 | [7 empty] | 0 | 0 | 0 | 0 | O | 0 | 0 | 16% | 0 | 0 | 0 | 0 | 0 | 0 | 0
0 | 0 | 0 | 0 | O | 0 | 0 | 16% | 0 | 0 | 0 | 0 | 0 | 0 | 0 | 0 | [7 empty] | 0 | 0 | 0 | 0 | O | 0 | 0 | 16% | 0 | 0 | 0 | 0 | 0 | 0 | 0
0 | 0 | 0 | 0 | O | 0 | 0 | 16% | 0 | 0 | 0 | 0 | 0 | 0 | 0 | 0 | [7 empty] | 0 | 0 | 0 | 0 | O | 0 | 0 | 16% | 0 | 0 | 0 | 0 | 0 | 0 | 0
Totals | 0 | 14 | 15 |  |  |  | SUB TOTALS |  |  | Management | 0 | 91936 | 0 | 489964.8 | 0 | [7 empty] | Totals | 0 | 14 | 15 |  |  |  | SUB TOTALS |  |  | GERENCIA y COORDINACION | 0 | 91936 | 0 | 489964.8
[10 empty] | Operations & Supervisor | 0 | 446571.008 | [20 empty] | OPERACION/SUPERVISION | 0 | 446571.008
[9 empty] | NATIONAL BENEFITS (OF STRAIGHT TIME WAGE) | 70% | 0 | 342975.36 | [19 empty] | NATIONAL BENEFITS (OF STRAIGHT TIME WAGE) | 70% | 0 | 342975.36
[9 empty] | EXPAT BENEFITS (OF STRAIGHT TIME WAGE) | 120.9% | 0 | 0 | [19 empty] | EXPAT BENEFITS (OF STRAIGHT TIME WAGE) | 120.9% | 0 | 0
[11 empty] | COMBINED SUB-TOTAL (INCLUDING BENEFITS) | 881482.368 | [21 empty] | COMBINED SUB-TOTAL (INCLUDING BENEFITS) | 881482.368
[10 empty] | G&A (OF STRAIGHT TIME WAGE) | 15% | 73494.72 | Base Expat | Base National | [18 empty] | G&A (OF STRAIGHT TIME WAGE) | 15% | 73494.72 | Base Expat | Base National
[10 empty] | Management | 170081.6 |  | 0 | 91936 | [18 empty] | GERENCIA y COORDINACION | 170081.6 |  | 0 | 91936
[10 empty] | Operations & Supervisor | 784895.488 |  | 0 | 398028.8 | [18 empty] | OPERACION/SUPERVISION | 784895.488 |  | 0 | 398028.8
[11 empty] | YEAR 3 | 954977.088 | [21 empty] | YEAR 3 | 954977.088
Labor (cont.) | [7 empty] | La Raisa A | [14 empty] | Labor (cont.) | [7 empty] | La Raisa A
YEAR 4 | [15 empty] | YEAR 4 | [6 empty] | YEAR 4
[9 empty] | MONTHS | MONTHS | [7 empty] | Base Amount | [13 empty] | MONTHS | MONTHS
POSITIONS | NUMBER OF EMPLOYEES |  |  |  | SALARY/ | BASE | AMT. OF | OVERTIME | ON-SITE | ON-SITE | EXPAT | NATIONAL |  |  |  | Number of Expats |  | 0 |  |  |  |  | POSITIONS | NUMBER OF EMPLOYEES |  |  |  | SALARY/ | BASE | AMT. OF | OVERTIME | ON-SITE | ON-SITE | EXPAT | NATIONAL
| EXPAT | NATIONAL | Tot. for YR | Code | HOURLY WAGE | WAGE | OVERTIME | WAGE | EXPAT | NATIONAL | EXTENDED | EXTENDED |  |  |  | Number of Nationals |  | 14 | [5 empty] | EXPAT | NATIONAL | Tot. for YR | Code | HOURLY WAGE | WAGE | OVERTIME | WAGE | EXPAT | NATIONAL | EXTENDED | EXTENDED
Plant Manager | 0 | 1 | 2 | M | 95613.44 | 95613.44 | 0% | 0 | 12 | 12 | 0 | 95613.44 | 0 | 95613.44 | [8 empty] | Plant Manager | 0 | 1 | 2 | M | 95613.44 | 95613.44 | 0% | 0 | 12 | 12 | 0 | 95613.44 | 0 | 95613.44
Assistant Plant Manager | 0 | 0 | 0 | M | 62400 | 62400 | 0% | 0 | 0 | 0 | 0 | 0 | 0 | 0 |  |  | Code | From Labor Sht. | US$% | Foreign Cur % | US$ | Foreign (in US$) | Assistant Plant Manager | 0 | 0 | 0 | M | 62400 | 62400 | 0% | 0 | 0 | 0 | 0 | 0 | 0 | 0
Shift Supervisor | 0 | 4 | 4 | O | 39370.24 | 39370.24 | 8% | 4724.4288 | 0 | 12 | 0 | 176378.6752 | 0 | 157480.96 |  | Manager Expat Wage | M | 0 | 100% | 0% | 0 | 0 | Shift Supervisor | 0 | 4 | 4 | O | 39370.24 | 39370.24 | 8% | 4724.4288 | 0 | 12 | 0 | 176378.6752 | 0 | 157480.96
Operator | 0 | 4 | 4 | O | 22497.28 | 22497.28 | 8% | 2699.6736 | 0 | 12 | 0 | 100787.8144 | 0 | 89989.12 |  | Operator Expat Wage | O | 0 | 100% | 0% | 0 | 0 | Operator | 0 | 4 | 4 | O | 22497.28 | 22497.28 | 8% | 2699.6736 | 0 | 12 | 0 | 100787.8144 | 0 | 89989.12
Instrument & Electrical Technician | 0 | 2 | 2 | O | 35995.648 | 35995.648 | 8% | 4319.4778 | 0 | 12 | 0 | 80630.2515 | 0 | 71991.296 |  | Manager National Wage | M | 95613.44 | 100% | 0% | 95613.44 | 0 | Instrument & Electrical Technician | 0 | 2 | 2 | O | 35995.648 | 35995.648 | 8% | 4319.4778 | 0 | 12 | 0 | 80630.2515 | 0 | 71991.296
Maintenance Mechanic | 0 | 2 | 2 | O | 33745.92 | 33745.92 | 8% | 4049.5104 | 0 | 12 | 0 | 75590.8608 | 0 | 67491.84 |  | Operator National Wage | O | 464433.8483 | 100% | 0% | 464433.8483 | 0 | Maintenance Mechanic | 0 | 2 | 2 | O | 33745.92 | 33745.92 | 8% | 4049.5104 | 0 | 12 | 0 | 75590.8608 | 0 | 67491.84
EXPAT I&C | 0 | 0 | 0 | O | 112486.4 | 112486.4 | 3% | 5061.888 | 0 | 0 | 0 | 0 | 0 | 0 |  | Manager Expat Benefits | M | 0 | 100% | 0% | 0 | 0 | EXPAT I&C | 0 | 0 | 0 | O | 112486.4 | 112486.4 | 3% | 5061.888 | 0 | 0 | 0 | 0 | 0 | 0
Administration | 0 | 1 | 1 | O | 26996.736 | 26996.736 | 10% | 4049.5104 | 0 | 12 | 0 | 31046.2464 | 0 | 26996.736 |  | Operator Expat Benefits | O | 0 | 100% | 0% | 0 | 0 | Administration | 0 | 1 | 1 | O | 26996.736 | 26996.736 | 10% | 4049.5104 | 0 | 12 | 0 | 31046.2464 | 0 | 26996.736
0 | 0 | 0 | 0 | O | 0 | 0 | 0% | 0 | 0 | 0 | 0 | 0 | 0 | 0 |  | Manager National Benefits | M | 66929.408 | 100% | 0% | 66929.408 | 0 | 0 | 0 | 0 | 0 | O | 0 | 0 | 0% | 0 | 0 | 0 | 0 | 0 | 0 | 0
0 | 0 | 0 | 0 | O | 0 | 0 | 0% | 0 | 0 | 0 | 0 | 0 | 0 | 0 |  | Operator National Benefits | O | 289764.9664 | 100% | 0% | 289764.9664 | 0 | 0 | 0 | 0 | 0 | O | 0 | 0 | 0% | 0 | 0 | 0 | 0 | 0 | 0 | 0
0 | 0 | 0 | 0 | O | 0 | 0 | 10% | 0 | 0 | 0 | 0 | 0 | 0 | 0 |  | G&A Managers | M | 14342.016 | 100% | 0% | 14342.016 | 0 | 0 | 0 | 0 | 0 | O | 0 | 0 | 10% | 0 | 0 | 0 | 0 | 0 | 0 | 0
0 | 0 | 0 | 0 | O | 0 | 0 | 10% | 0 | 0 | 0 | 0 | 0 | 0 | 0 |  | G&A Operators | O | 62092.4928 | 0% | 100% | 0 | 62092.4928 | 0 | 0 | 0 | 0 | O | 0 | 0 | 10% | 0 | 0 | 0 | 0 | 0 | 0 | 0
0 | 0 | 0 | 0 | O | 0 | 0 | 10% | 0 | 0 | 0 | 0 | 0 | 0 | 0 |  | Manager Total |  |  |  |  | 176884.864 | 0 | 0 | 0 | 0 | 0 | O | 0 | 0 | 10% | 0 | 0 | 0 | 0 | 0 | 0 | 0
0 | 0 | 0 | 0 | O | 0 | 0 | 0% | 0 | 0 | 0 | 0 | 0 | 0 | 0 |  | Operator / Supervisor Total |  |  |  |  | 754198.8147 | 62092.4928 | 0 | 0 | 0 | 0 | O | 0 | 0 | 0% | 0 | 0 | 0 | 0 | 0 | 0 | 0
0 | 0 | 0 | 0 | O | 0 | 0 | 16% | 0 | 0 | 0 | 0 | 0 | 0 | 0 | [8 empty] | 0 | 0 | 0 | 0 | O | 0 | 0 | 16% | 0 | 0 | 0 | 0 | 0 | 0 | 0
0 | 0 | 0 | 0 | O | 0 | 0 | 16% | 0 | 0 | 0 | 0 | 0 | 0 | 0 | [8 empty] | 0 | 0 | 0 | 0 | O | 0 | 0 | 16% | 0 | 0 | 0 | 0 | 0 | 0 | 0
0 | 0 | 0 | 0 | O | 0 | 0 | 16% | 0 | 0 | 0 | 0 | 0 | 0 | 0 | [8 empty] | 0 | 0 | 0 | 0 | O | 0 | 0 | 16% | 0 | 0 | 0 | 0 | 0 | 0 | 0
0 | 0 | 0 | 0 | O | 0 | 0 | 16% | 0 | 0 | 0 | 0 | 0 | 0 | 0 | [8 empty] | 0 | 0 | 0 | 0 | O | 0 | 0 | 16% | 0 | 0 | 0 | 0 | 0 | 0 | 0
0 | 0 | 0 | 0 | O | 0 | 0 | 16% | 0 | 0 | 0 | 0 | 0 | 0 | 0 | [8 empty] | 0 | 0 | 0 | 0 | O | 0 | 0 | 16% | 0 | 0 | 0 | 0 | 0 | 0 | 0
0 | 0 | 0 | 0 | O | 0 | 0 | 16% | 0 | 0 | 0 | 0 | 0 | 0 | 0 | [8 empty] | 0 | 0 | 0 | 0 | O | 0 | 0 | 16% | 0 | 0 | 0 | 0 | 0 | 0 | 0
0 | 0 | 0 | 0 | O | 0 | 0 | 16% | 0 | 0 | 0 | 0 | 0 | 0 | 0 | [8 empty] | 0 | 0 | 0 | 0 | O | 0 | 0 | 16% | 0 | 0 | 0 | 0 | 0 | 0 | 0
0 | 0 | 0 | 0 | O | 0 | 0 | 16% | 0 | 0 | 0 | 0 | 0 | 0 | 0 | [8 empty] | 0 | 0 | 0 | 0 | O | 0 | 0 | 16% | 0 | 0 | 0 | 0 | 0 | 0 | 0
0 | 0 | 0 | 0 | O | 0 | 0 | 16% | 0 | 0 | 0 | 0 | 0 | 0 | 0 | [8 empty] | 0 | 0 | 0 | 0 | O | 0 | 0 | 16% | 0 | 0 | 0 | 0 | 0 | 0 | 0
0 | 0 | 0 | 0 | O | 0 | 0 | 16% | 0 | 0 | 0 | 0 | 0 | 0 | 0 | [8 empty] | 0 | 0 | 0 | 0 | O | 0 | 0 | 16% | 0 | 0 | 0 | 0 | 0 | 0 | 0
Totals | 0 | 14 | 15 |  |  |  | SUB TOTALS |  |  | GERENCIA y COORDINACION | 0 | 95613.44 | 0 | 509563.392 | [8 empty] | Totals | 0 | 14 | 15 |  |  |  | SUB TOTALS |  |  | GERENCIA y COORDINACION | 0 | 95613.44 | 0 | 509563.392
[10 empty] | OPERACION/SUPERVISION | 0 | 464433.8483 | [20 empty] | OPERACION/SUPERVISION | 0 | 464433.8483
[9 empty] | NATIONAL BENEFITS (OF STRAIGHT TIME WAGE) | 70% | 0 | 356694.3744 | [19 empty] | NATIONAL BENEFITS (OF STRAIGHT TIME WAGE) | 70% | 0 | 356694.3744
[9 empty] | EXPAT BENEFITS (OF STRAIGHT TIME WAGE) | 120.9% | 0 | 0 | [19 empty] | EXPAT BENEFITS (OF STRAIGHT TIME WAGE) | 120.9% | 0 | 0
[11 empty] | COMBINED SUB-TOTAL (INCLUDING BENEFITS) | 916741.6627 | [21 empty] | COMBINED SUB-TOTAL (INCLUDING BENEFITS) | 916741.6627
[10 empty] | G&A (OF STRAIGHT TIME WAGE) | 15% | 76434.5088 | Base Expat | Base National | [18 empty] | G&A (OF STRAIGHT TIME WAGE) | 15% | 76434.5088 | Base Expat | Base National
[10 empty] | GERENCIA y COORDINACION | 176884.864 |  | 0 | 95613.44 | [18 empty] | GERENCIA y COORDINACION | 176884.864 |  | 0 | 95613.44
[10 empty] | OPERACION/SUPERVISION | 816291.3075 |  | 0 | 413949.952 | [18 empty] | OPERACION/SUPERVISION | 816291.3075 |  | 0 | 413949.952
[11 empty] | YEAR 4 | 993176.1715 | [21 empty] | YEAR 4 | 993176.1715
Labor (cont.) | [7 empty] | La Raisa A | [14 empty] | Labor (cont.) | [7 empty] | La Raisa A
YEAR 5 | [15 empty] | YEAR 5 | [6 empty] | YEAR 5
[9 empty] | MONTHS | MONTHS | [7 empty] | Base Amount | [13 empty] | MONTHS | MONTHS
POSITIONS | NUMBER OF EMPLOYEES |  |  |  | SALARY/ | BASE | AMT. OF | OVERTIME | ON-SITE | ON-SITE | EXPAT | NATIONAL |  |  |  | Number of Expats |  | 0 |  |  |  |  | POSITIONS | NUMBER OF EMPLOYEES |  |  |  | SALARY/ | BASE | AMT. OF | OVERTIME | ON-SITE | ON-SITE | EXPAT | NATIONAL
| EXPAT | NATIONAL | Tot. for YR | Code | HOURLY WAGE | WAGE | OVERTIME | WAGE | EXPAT | NATIONAL | EXTENDED | EXTENDED |  |  |  | Number of Nationals |  | 14 | [5 empty] | EXPAT | NATIONAL | Tot. for YR | Code | HOURLY WAGE | WAGE | OVERTIME | WAGE | EXPAT | NATIONAL | EXTENDED | EXTENDED
Plant Manager | 0 | 1 | 2 | M | 99437.9776 | 99437.9776 | 0% | 0 | 12 | 12 | 0 | 99437.9776 | 0 | 99437.9776 | [8 empty] | Plant Manager | 0 | 1 | 2 | M | 99437.9776 | 99437.9776 | 0% | 0 | 12 | 12 | 0 | 99437.9776 | 0 | 99437.9776
Assistant Plant Manager | 0 | 0 | 0 | M | 64896 | 64896 | 0% | 0 | 0 | 0 | 0 | 0 | 0 | 0 |  |  | Code | From Labor Sht. | US$% | Foreign Cur % | US$ | Foreign (in US$) | Assistant Plant Manager | 0 | 0 | 0 | M | 64896 | 64896 | 0% | 0 | 0 | 0 | 0 | 0 | 0 | 0
Shift Supervisor | 0 | 4 | 4 | O | 40945.0496 | 40945.0496 | 8% | 4913.406 | 0 | 12 | 0 | 183433.8222 | 0 | 163780.1984 |  | Manager Expat Wage | M | 0 | 100% | 0% | 0 | 0 | Shift Supervisor | 0 | 4 | 4 | O | 40945.0496 | 40945.0496 | 8% | 4913.406 | 0 | 12 | 0 | 183433.8222 | 0 | 163780.1984
Operator | 0 | 4 | 4 | O | 23397.1712 | 23397.1712 | 8% | 2807.6605 | 0 | 12 | 0 | 104819.327 | 0 | 93588.6848 |  | Operator Expat Wage | O | 0 | 100% | 0% | 0 | 0 | Operator | 0 | 4 | 4 | O | 23397.1712 | 23397.1712 | 8% | 2807.6605 | 0 | 12 | 0 | 104819.327 | 0 | 93588.6848
Instrument & Electrical Technician | 0 | 2 | 2 | O | 37435.4739 | 37435.4739 | 8% | 4492.2569 | 0 | 12 | 0 | 83855.4616 | 0 | 74870.9478 |  | Manager National Wage | M | 99437.9776 | 100% | 0% | 99437.9776 | 0 | Instrument & Electrical Technician | 0 | 2 | 2 | O | 37435.4739 | 37435.4739 | 8% | 4492.2569 | 0 | 12 | 0 | 83855.4616 | 0 | 74870.9478
Maintenance Mechanic | 0 | 2 | 2 | O | 35095.7568 | 35095.7568 | 8% | 4211.4908 | 0 | 12 | 0 | 78614.4952 | 0 | 70191.5136 |  | Operator National Wage | O | 483011.2023 | 100% | 0% | 483011.2023 | 0 | Maintenance Mechanic | 0 | 2 | 2 | O | 35095.7568 | 35095.7568 | 8% | 4211.4908 | 0 | 12 | 0 | 78614.4952 | 0 | 70191.5136
EXPAT I&C | 0 | 0 | 0 | O | 116985.856 | 116985.856 | 3% | 5264.3635 | 0 | 0 | 0 | 0 | 0 | 0 |  | Manager Expat Benefits | M | 0 | 100% | 0% | 0 | 0 | EXPAT I&C | 0 | 0 | 0 | O | 116985.856 | 116985.856 | 3% | 5264.3635 | 0 | 0 | 0 | 0 | 0 | 0
Administration | 0 | 1 | 1 | O | 28076.6054 | 28076.6054 | 10% | 4211.4908 | 0 | 12 | 0 | 32288.0963 | 0 | 28076.6054 |  | Operator Expat Benefits | O | 0 | 100% | 0% | 0 | 0 | Administration | 0 | 1 | 1 | O | 28076.6054 | 28076.6054 | 10% | 4211.4908 | 0 | 12 | 0 | 32288.0963 | 0 | 28076.6054
0 | 0 | 0 | 0 | O | 0 | 0 | 0% | 0 | 0 | 0 | 0 | 0 | 0 | 0 |  | Manager National Benefits | M | 69606.5843 | 100% | 0% | 69606.5843 | 0 | 0 | 0 | 0 | 0 | O | 0 | 0 | 0% | 0 | 0 | 0 | 0 | 0 | 0 | 0
0 | 0 | 0 | 0 | O | 0 | 0 | 0% | 0 | 0 | 0 | 0 | 0 | 0 | 0 |  | Operator National Benefits | O | 301355.5651 | 100% | 0% | 301355.5651 | 0 | 0 | 0 | 0 | 0 | O | 0 | 0 | 0% | 0 | 0 | 0 | 0 | 0 | 0 | 0
0 | 0 | 0 | 0 | O | 0 | 0 | 10% | 0 | 0 | 0 | 0 | 0 | 0 | 0 |  | G&A Managers | M | 14915.6966 | 100% | 0% | 14915.6966 | 0 | 0 | 0 | 0 | 0 | O | 0 | 0 | 10% | 0 | 0 | 0 | 0 | 0 | 0 | 0
0 | 0 | 0 | 0 | O | 0 | 0 | 10% | 0 | 0 | 0 | 0 | 0 | 0 | 0 |  | G&A Operators | O | 64576.1925 | 0% | 100% | 0 | 64576.1925 | 0 | 0 | 0 | 0 | O | 0 | 0 | 10% | 0 | 0 | 0 | 0 | 0 | 0 | 0
0 | 0 | 0 | 0 | O | 0 | 0 | 10% | 0 | 0 | 0 | 0 | 0 | 0 | 0 |  | Manager Total |  |  |  |  | 183960.2586 | 0 | 0 | 0 | 0 | 0 | O | 0 | 0 | 10% | 0 | 0 | 0 | 0 | 0 | 0 | 0
0 | 0 | 0 | 0 | O | 0 | 0 | 0% | 0 | 0 | 0 | 0 | 0 | 0 | 0 |  | Operator / Supervisor Total |  |  |  |  | 784366.7673 | 64576.1925 | 0 | 0 | 0 | 0 | O | 0 | 0 | 0% | 0 | 0 | 0 | 0 | 0 | 0 | 0
0 | 0 | 0 | 0 | O | 0 | 0 | 16% | 0 | 0 | 0 | 0 | 0 | 0 | 0 | [8 empty] | 0 | 0 | 0 | 0 | O | 0 | 0 | 16% | 0 | 0 | 0 | 0 | 0 | 0 | 0
0 | 0 | 0 | 0 | O | 0 | 0 | 16% | 0 | 0 | 0 | 0 | 0 | 0 | 0 | [8 empty] | 0 | 0 | 0 | 0 | O | 0 | 0 | 16% | 0 | 0 | 0 | 0 | 0 | 0 | 0
0 | 0 | 0 | 0 | O | 0 | 0 | 16% | 0 | 0 | 0 | 0 | 0 | 0 | 0 | [8 empty] | 0 | 0 | 0 | 0 | O | 0 | 0 | 16% | 0 | 0 | 0 | 0 | 0 | 0 | 0
0 | 0 | 0 | 0 | O | 0 | 0 | 16% | 0 | 0 | 0 | 0 | 0 | 0 | 0 | [8 empty] | 0 | 0 | 0 | 0 | O | 0 | 0 | 16% | 0 | 0 | 0 | 0 | 0 | 0 | 0
0 | 0 | 0 | 0 | O | 0 | 0 | 16% | 0 | 0 | 0 | 0 | 0 | 0 | 0 | [8 empty] | 0 | 0 | 0 | 0 | O | 0 | 0 | 16% | 0 | 0 | 0 | 0 | 0 | 0 | 0
0 | 0 | 0 | 0 | O | 0 | 0 | 16% | 0 | 0 | 0 | 0 | 0 | 0 | 0 | [8 empty] | 0 | 0 | 0 | 0 | O | 0 | 0 | 16% | 0 | 0 | 0 | 0 | 0 | 0 | 0
0 | 0 | 0 | 0 | O | 0 | 0 | 16% | 0 | 0 | 0 | 0 | 0 | 0 | 0 | [8 empty] | 0 | 0 | 0 | 0 | O | 0 | 0 | 16% | 0 | 0 | 0 | 0 | 0 | 0 | 0
0 | 0 | 0 | 0 | O | 0 | 0 | 16% | 0 | 0 | 0 | 0 | 0 | 0 | 0 | [8 empty] | 0 | 0 | 0 | 0 | O | 0 | 0 | 16% | 0 | 0 | 0 | 0 | 0 | 0 | 0
0 | 0 | 0 | 0 | O | 0 | 0 | 16% | 0 | 0 | 0 | 0 | 0 | 0 | 0 | [8 empty] | 0 | 0 | 0 | 0 | O | 0 | 0 | 16% | 0 | 0 | 0 | 0 | 0 | 0 | 0
0 | 0 | 0 | 0 | O | 0 | 0 | 16% | 0 | 0 | 0 | 0 | 0 | 0 | 0 | [8 empty] | 0 | 0 | 0 | 0 | O | 0 | 0 | 16% | 0 | 0 | 0 | 0 | 0 | 0 | 0
Totals | 0 | 14 | 15 |  |  |  | SUB TOTALS |  |  | GERENCIA y COORDINACION | 0 | 99437.9776 | 0 | 529945.9277 | [8 empty] | Totals | 0 | 14 | 15 |  |  |  | SUB TOTALS |  |  | GERENCIA y COORDINACION | 0 | 99437.9776 | 0 | 529945.9277
[10 empty] | OPERACION/SUPERVISION | 0 | 483011.2023 | [20 empty] | OPERACION/SUPERVISION | 0 | 483011.2023
[9 empty] | NATIONAL BENEFITS (OF STRAIGHT TIME WAGE) | 70% | 0 | 370962.1494 | [19 empty] | NATIONAL BENEFITS (OF STRAIGHT TIME WAGE) | 70% | 0 | 370962.1494
[9 empty] | EXPAT BENEFITS (OF STRAIGHT TIME WAGE) | 120.9% | 0 | 0 | [19 empty] | EXPAT BENEFITS (OF STRAIGHT TIME WAGE) | 120.9% | 0 | 0
[11 empty] | COMBINED SUB-TOTAL (INCLUDING BENEFITS) | 953411.3292 | [21 empty] | COMBINED SUB-TOTAL (INCLUDING BENEFITS) | 953411.3292
[10 empty] | G&A (OF STRAIGHT TIME WAGE) | 15% | 79491.8892 | Base Expat | Base National | [18 empty] | G&A (OF STRAIGHT TIME WAGE) | 15% | 79491.8892 | Base Expat | Base National
[10 empty] | GERENCIA y COORDINACION | 183960.2586 |  | 0 | 99437.9776 | [18 empty] | GERENCIA y COORDINACION | 183960.2586 |  | 0 | 99437.9776
[10 empty] | OPERACION/SUPERVISION | 848942.9598 |  | 0 | 430507.9501 | [18 empty] | OPERACION/SUPERVISION | 848942.9598 |  | 0 | 430507.9501
[11 empty] | YEAR 5 | 1032903.2184 | [21 empty] | YEAR 5 | 1032903.2184
Labor (cont.) | [7 empty] | La Raisa A | [14 empty] | Labor (cont.) | [7 empty] | La Raisa A
YEAR 6 | [15 empty] | YEAR 6 | [6 empty] | YEAR 6
[9 empty] | MONTHS | MONTHS | [7 empty] | Base Amount | [13 empty] | MONTHS | MONTHS
POSITIONS | NUMBER OF EMPLOYEES |  |  |  | SALARY/ | BASE | AMT. OF | OVERTIME | ON-SITE | ON-SITE | EXPAT | NATIONAL |  |  |  | Number of Expats |  | 0 |  |  |  |  | POSITIONS | NUMBER OF EMPLOYEES |  |  |  | SALARY/ | BASE | AMT. OF | OVERTIME | ON-SITE | ON-SITE | EXPAT | NATIONAL
| EXPAT | NATIONAL | Tot. for YR | Code | HOURLY WAGE | WAGE | OVERTIME | WAGE | EXPAT | NATIONAL | EXTENDED | EXTENDED |  |  |  | Number of Nationals |  | 14 | [5 empty] | EXPAT | NATIONAL | Tot. for YR | Code | HOURLY WAGE | WAGE | OVERTIME | WAGE | EXPAT | NATIONAL | EXTENDED | EXTENDED
Plant Manager | 0 | 1 | 2 | M | 103415.4967 | 103415.4967 | 0% | 0 | 12 | 12 | 0 | 103415.4967 | 0 | 103415.4967 | [8 empty] | Plant Manager | 0 | 1 | 2 | M | 103415.4967 | 103415.4967 | 0% | 0 | 12 | 12 | 0 | 103415.4967 | 0 | 103415.4967
Assistant Plant Manager | 0 | 0 | 0 | M | 67491.84 | 67491.84 | 0% | 0 | 0 | 0 | 0 | 0 | 0 | 0 |  |  | Code | From Labor Sht. | US$% | Foreign Cur % | US$ | Foreign (in US$) | Assistant Plant Manager | 0 | 0 | 0 | M | 67491.84 | 67491.84 | 0% | 0 | 0 | 0 | 0 | 0 | 0 | 0
Shift Supervisor | 0 | 4 | 4 | O | 42582.8516 | 42582.8516 | 8% | 5109.9422 | 0 | 12 | 0 | 190771.1751 | 0 | 170331.4063 |  | Manager Expat Wage | M | 0 | 100% | 0% | 0 | 0 | Shift Supervisor | 0 | 4 | 4 | O | 42582.8516 | 42582.8516 | 8% | 5109.9422 | 0 | 12 | 0 | 190771.1751 | 0 | 170331.4063
Operator | 0 | 4 | 4 | O | 24333.058 | 24333.058 | 8% | 2919.967 | 0 | 12 | 0 | 109012.1001 | 0 | 97332.2322 |  | Operator Expat Wage | O | 0 | 100% | 0% | 0 | 0 | Operator | 0 | 4 | 4 | O | 24333.058 | 24333.058 | 8% | 2919.967 | 0 | 12 | 0 | 109012.1001 | 0 | 97332.2322
Instrument & Electrical Technician | 0 | 2 | 2 | O | 38932.8929 | 38932.8929 | 8% | 4671.9471 | 0 | 12 | 0 | 87209.68 | 0 | 77865.7858 |  | Manager National Wage | M | 103415.4967 | 100% | 0% | 103415.4967 | 0 | Instrument & Electrical Technician | 0 | 2 | 2 | O | 38932.8929 | 38932.8929 | 8% | 4671.9471 | 0 | 12 | 0 | 87209.68 | 0 | 77865.7858
Maintenance Mechanic | 0 | 2 | 2 | O | 36499.5871 | 36499.5871 | 8% | 4379.9504 | 0 | 12 | 0 | 81759.075 | 0 | 72999.1741 |  | Operator National Wage | O | 502331.6503 | 100% | 0% | 502331.6503 | 0 | Maintenance Mechanic | 0 | 2 | 2 | O | 36499.5871 | 36499.5871 | 8% | 4379.9504 | 0 | 12 | 0 | 81759.075 | 0 | 72999.1741
EXPAT I&C | 0 | 0 | 0 | O | 121665.2902 | 121665.2902 | 3% | 5474.9381 | 0 | 0 | 0 | 0 | 0 | 0 |  | Manager Expat Benefits | M | 0 | 100% | 0% | 0 | 0 | EXPAT I&C | 0 | 0 | 0 | O | 121665.2902 | 121665.2902 | 3% | 5474.9381 | 0 | 0 | 0 | 0 | 0 | 0
Administration | 0 | 1 | 1 | O | 29199.6697 | 29199.6697 | 10% | 4379.9504 | 0 | 12 | 0 | 33579.6201 | 0 | 29199.6697 |  | Operator Expat Benefits | O | 0 | 100% | 0% | 0 | 0 | Administration | 0 | 1 | 1 | O | 29199.6697 | 29199.6697 | 10% | 4379.9504 | 0 | 12 | 0 | 33579.6201 | 0 | 29199.6697
0 | 0 | 0 | 0 | O | 0 | 0 | 0% | 0 | 0 | 0 | 0 | 0 | 0 | 0 |  | Manager National Benefits | M | 72390.8477 | 100% | 0% | 72390.8477 | 0 | 0 | 0 | 0 | 0 | O | 0 | 0 | 0% | 0 | 0 | 0 | 0 | 0 | 0 | 0
0 | 0 | 0 | 0 | O | 0 | 0 | 0% | 0 | 0 | 0 | 0 | 0 | 0 | 0 |  | Operator National Benefits | O | 313409.7877 | 100% | 0% | 313409.7877 | 0 | 0 | 0 | 0 | 0 | O | 0 | 0 | 0% | 0 | 0 | 0 | 0 | 0 | 0 | 0
0 | 0 | 0 | 0 | O | 0 | 0 | 10% | 0 | 0 | 0 | 0 | 0 | 0 | 0 |  | G&A Managers | M | 15512.3245 | 100% | 0% | 15512.3245 | 0 | 0 | 0 | 0 | 0 | O | 0 | 0 | 10% | 0 | 0 | 0 | 0 | 0 | 0 | 0
0 | 0 | 0 | 0 | O | 0 | 0 | 10% | 0 | 0 | 0 | 0 | 0 | 0 | 0 |  | G&A Operators | O | 67159.2402 | 0% | 100% | 0 | 67159.2402 | 0 | 0 | 0 | 0 | O | 0 | 0 | 10% | 0 | 0 | 0 | 0 | 0 | 0 | 0
0 | 0 | 0 | 0 | O | 0 | 0 | 10% | 0 | 0 | 0 | 0 | 0 | 0 | 0 |  | Manager Total |  |  |  |  | 191318.6689 | 0 | 0 | 0 | 0 | 0 | O | 0 | 0 | 10% | 0 | 0 | 0 | 0 | 0 | 0 | 0
0 | 0 | 0 | 0 | O | 0 | 0 | 0% | 0 | 0 | 0 | 0 | 0 | 0 | 0 |  | Operator / Supervisor Total |  |  |  |  | 815741.438 | 67159.2402 | 0 | 0 | 0 | 0 | O | 0 | 0 | 0% | 0 | 0 | 0 | 0 | 0 | 0 | 0
0 | 0 | 0 | 0 | O | 0 | 0 | 16% | 0 | 0 | 0 | 0 | 0 | 0 | 0 | [8 empty] | 0 | 0 | 0 | 0 | O | 0 | 0 | 16% | 0 | 0 | 0 | 0 | 0 | 0 | 0
0 | 0 | 0 | 0 | O | 0 | 0 | 16% | 0 | 0 | 0 | 0 | 0 | 0 | 0 | [8 empty] | 0 | 0 | 0 | 0 | O | 0 | 0 | 16% | 0 | 0 | 0 | 0 | 0 | 0 | 0
0 | 0 | 0 | 0 | O | 0 | 0 | 16% | 0 | 0 | 0 | 0 | 0 | 0 | 0 | [8 empty] | 0 | 0 | 0 | 0 | O | 0 | 0 | 16% | 0 | 0 | 0 | 0 | 0 | 0 | 0
0 | 0 | 0 | 0 | O | 0 | 0 | 16% | 0 | 0 | 0 | 0 | 0 | 0 | 0 | [8 empty] | 0 | 0 | 0 | 0 | O | 0 | 0 | 16% | 0 | 0 | 0 | 0 | 0 | 0 | 0
0 | 0 | 0 | 0 | O | 0 | 0 | 16% | 0 | 0 | 0 | 0 | 0 | 0 | 0 | [8 empty] | 0 | 0 | 0 | 0 | O | 0 | 0 | 16% | 0 | 0 | 0 | 0 | 0 | 0 | 0
0 | 0 | 0 | 0 | O | 0 | 0 | 16% | 0 | 0 | 0 | 0 | 0 | 0 | 0 | [8 empty] | 0 | 0 | 0 | 0 | O | 0 | 0 | 16% | 0 | 0 | 0 | 0 | 0 | 0 | 0
0 | 0 | 0 | 0 | O | 0 | 0 | 16% | 0 | 0 | 0 | 0 | 0 | 0 | 0 | [8 empty] | 0 | 0 | 0 | 0 | O | 0 | 0 | 16% | 0 | 0 | 0 | 0 | 0 | 0 | 0
0 | 0 | 0 | 0 | O | 0 | 0 | 16% | 0 | 0 | 0 | 0 | 0 | 0 | 0 | [8 empty] | 0 | 0 | 0 | 0 | O | 0 | 0 | 16% | 0 | 0 | 0 | 0 | 0 | 0 | 0
0 | 0 | 0 | 0 | O | 0 | 0 | 16% | 0 | 0 | 0 | 0 | 0 | 0 | 0 | [8 empty] | 0 | 0 | 0 | 0 | O | 0 | 0 | 16% | 0 | 0 | 0 | 0 | 0 | 0 | 0
0 | 0 | 0 | 0 | O | 0 | 0 | 16% | 0 | 0 | 0 | 0 | 0 | 0 | 0 | [8 empty] | 0 | 0 | 0 | 0 | O | 0 | 0 | 16% | 0 | 0 | 0 | 0 | 0 | 0 | 0
Totals | 0 | 14 | 15 |  |  |  | SUB TOTALS |  |  | Management | 0 | 103415.4967 | 0 | 551143.7648 | [8 empty] | Totals | 0 | 14 | 15 |  |  |  | SUB TOTALS |  |  | GERENCIA y COORDINACION | 0 | 103415.4967 | 0 | 551143.7648
[10 empty] | Operations & Supervisor | 0 | 502331.6503 | [20 empty] | OPERACION/SUPERVISION | 0 | 502331.6503
[9 empty] | NATIONAL BENEFITS (OF STRAIGHT TIME WAGE) | 70% | 0 | 385800.6354 | [19 empty] | NATIONAL BENEFITS (OF STRAIGHT TIME WAGE) | 70% | 0 | 385800.6354
[9 empty] | EXPAT BENEFITS (OF STRAIGHT TIME WAGE) | 120.9% | 0 | 0 | [19 empty] | EXPAT BENEFITS (OF STRAIGHT TIME WAGE) | 120.9% | 0 | 0
[11 empty] | COMBINED SUB-TOTAL (INCLUDING BENEFITS) | 991547.7824 | [21 empty] | COMBINED SUB-TOTAL (INCLUDING BENEFITS) | 991547.7824
[10 empty] | G&A (OF STRAIGHT TIME WAGE) | 15% | 82671.5647 | Base Expat | Base National | [18 empty] | G&A (OF STRAIGHT TIME WAGE) | 15% | 82671.5647 | Base Expat | Base National
[10 empty] | Management | 191318.6689 |  | 0 | 103415.4967 | [18 empty] | GERENCIA y COORDINACION | 191318.6689 |  | 0 | 103415.4967
[10 empty] | Operations & Supervisor | 882900.6782 |  | 0 | 447728.2681 | [18 empty] | OPERACION/SUPERVISION | 882900.6782 |  | 0 | 447728.2681
[11 empty] | YEAR 6 | 1074219.3471 | [21 empty] | YEAR 6 | 1074219.3471
Labor (cont.) | [7 empty] | La Raisa A | [14 empty] | Labor (cont.) | [7 empty] | La Raisa A
YEAR 7 | [15 empty] | YEAR 7 | [6 empty] | YEAR 7
[9 empty] | MONTHS | MONTHS | [7 empty] | Base Amount | [13 empty] | MONTHS | MONTHS
POSITIONS | NUMBER OF EMPLOYEES |  |  |  | SALARY/ | BASE | AMT. OF | OVERTIME | ON-SITE | ON-SITE | EXPAT | NATIONAL |  |  |  | Number of Expats |  | 0 |  |  |  |  | POSITIONS | NUMBER OF EMPLOYEES |  |  |  | SALARY/ | BASE | AMT. OF | OVERTIME | ON-SITE | ON-SITE | EXPAT | NATIONAL
| EXPAT | NATIONAL | Tot. for YR | Code | HOURLY WAGE | WAGE | OVERTIME | WAGE | EXPAT | NATIONAL | EXTENDED | EXTENDED |  |  |  | Number of Nationals |  | 14 | [5 empty] | EXPAT | NATIONAL | Tot. for YR | Code | HOURLY WAGE | WAGE | OVERTIME | WAGE | EXPAT | NATIONAL | EXTENDED | EXTENDED
Plant Manager | 0 | 1 | 2 | M | 107552.1166 | 107552.1166 | 0% | 0 | 12 | 12 | 0 | 107552.1166 | 0 | 107552.1166 | [8 empty] | Plant Manager | 0 | 1 | 2 | M | 103415.4967 | 103415.4967 | 0% | 0 | 12 | 12 | 0 | 103415.4967 | 0 | 103415.4967
Assistant Plant Manager | 0 | 0 | 0 | M | 70191.5136 | 70191.5136 | 0% | 0 | 0 | 0 | 0 | 0 | 0 | 0 |  |  | Code | From Labor Sht. | US$% | Foreign Cur % | US$ | Foreign (in US$) | Assistant Plant Manager | 0 | 0 | 0 | M | 67491.84 | 67491.84 | 0% | 0 | 0 | 0 | 0 | 0 | 0 | 0
Shift Supervisor | 0 | 4 | 4 | O | 44286.1656 | 44286.1656 | 8% | 5314.3399 | 0 | 12 | 0 | 198402.0221 | 0 | 177144.6626 |  | Manager Expat Wage | M | 0 | 100% | 0% | 0 | 0 | Shift Supervisor | 0 | 4 | 4 | O | 42582.8516 | 42582.8516 | 8% | 5109.9422 | 0 | 12 | 0 | 190771.1751 | 0 | 170331.4063
Operator | 0 | 4 | 4 | O | 25306.3804 | 25306.3804 | 8% | 3036.7656 | 0 | 12 | 0 | 113372.5841 | 0 | 101225.5215 |  | Operator Expat Wage | O | 0 | 100% | 0% | 0 | 0 | Operator | 0 | 4 | 4 | O | 24333.058 | 24333.058 | 8% | 2919.967 | 0 | 12 | 0 | 109012.1001 | 0 | 97332.2322
Instrument & Electrical Technician | 0 | 2 | 2 | O | 40490.2086 | 40490.2086 | 8% | 4858.825 | 0 | 12 | 0 | 90698.0672 | 0 | 80980.4172 |  | Manager National Wage | M | 107552.1166 | 100% | 0% | 107552.1166 | 0 | Instrument & Electrical Technician | 0 | 2 | 2 | O | 38932.8929 | 38932.8929 | 8% | 4671.9471 | 0 | 12 | 0 | 87209.68 | 0 | 77865.7858
Maintenance Mechanic | 0 | 2 | 2 | O | 37959.5706 | 37959.5706 | 8% | 4555.1485 | 0 | 12 | 0 | 85029.438 | 0 | 75919.1411 |  | Operator National Wage | O | 522424.9164 | 100% | 0% | 522424.9164 | 0 | Maintenance Mechanic | 0 | 2 | 2 | O | 36499.5871 | 36499.5871 | 8% | 4379.9504 | 0 | 12 | 0 | 81759.075 | 0 | 72999.1741
EXPAT I&C | 0 | 0 | 0 | O | 126531.9018 | 126531.9018 | 3% | 5693.9356 | 0 | 0 | 0 | 0 | 0 | 0 |  | Manager Expat Benefits | M | 0 | 100% | 0% | 0 | 0 | EXPAT I&C | 0 | 0 | 0 | O | 121665.2902 | 121665.2902 | 3% | 5474.9381 | 0 | 0 | 0 | 0 | 0 | 0
Administration | 0 | 1 | 1 | O | 30367.6564 | 30367.6564 | 10% | 4555.1485 | 0 | 12 | 0 | 34922.8049 | 0 | 30367.6564 |  | Operator Expat Benefits | O | 0 | 100% | 0% | 0 | 0 | Administration | 0 | 1 | 1 | O | 29199.6697 | 29199.6697 | 10% | 4379.9504 | 0 | 12 | 0 | 33579.6201 | 0 | 29199.6697
0 | 0 | 0 | 0 | O | 0 | 0 | 0% | 0 | 0 | 0 | 0 | 0 | 0 | 0 |  | Manager National Benefits | M | 75286.4816 | 100% | 0% | 75286.4816 | 0 | 0 | 0 | 0 | 0 | O | 0 | 0 | 0% | 0 | 0 | 0 | 0 | 0 | 0 | 0
0 | 0 | 0 | 0 | O | 0 | 0 | 0% | 0 | 0 | 0 | 0 | 0 | 0 | 0 |  | Operator National Benefits | O | 325946.1792 | 100% | 0% | 325946.1792 | 0 | 0 | 0 | 0 | 0 | O | 0 | 0 | 0% | 0 | 0 | 0 | 0 | 0 | 0 | 0
0 | 0 | 0 | 0 | O | 0 | 0 | 10% | 0 | 0 | 0 | 0 | 0 | 0 | 0 |  | G&A Managers | M | 16132.8175 | 100% | 0% | 16132.8175 | 0 | 0 | 0 | 0 | 0 | O | 0 | 0 | 10% | 0 | 0 | 0 | 0 | 0 | 0 | 0
0 | 0 | 0 | 0 | O | 0 | 0 | 10% | 0 | 0 | 0 | 0 | 0 | 0 | 0 |  | G&A Operators | O | 69845.6098 | 0% | 100% | 0 | 69845.6098 | 0 | 0 | 0 | 0 | O | 0 | 0 | 10% | 0 | 0 | 0 | 0 | 0 | 0 | 0
0 | 0 | 0 | 0 | O | 0 | 0 | 10% | 0 | 0 | 0 | 0 | 0 | 0 | 0 |  | Manager Total |  |  |  |  | 198971.4157 | 0 | 0 | 0 | 0 | 0 | O | 0 | 0 | 10% | 0 | 0 | 0 | 0 | 0 | 0 | 0
0 | 0 | 0 | 0 | O | 0 | 0 | 0% | 0 | 0 | 0 | 0 | 0 | 0 | 0 |  | Operator / Supervisor Total |  |  |  |  | 848371.0955 | 69845.6098 | 0 | 0 | 0 | 0 | O | 0 | 0 | 0% | 0 | 0 | 0 | 0 | 0 | 0 | 0
0 | 0 | 0 | 0 | O | 0 | 0 | 16% | 0 | 0 | 0 | 0 | 0 | 0 | 0 | [8 empty] | 0 | 0 | 0 | 0 | O | 0 | 0 | 16% | 0 | 0 | 0 | 0 | 0 | 0 | 0
0 | 0 | 0 | 0 | O | 0 | 0 | 16% | 0 | 0 | 0 | 0 | 0 | 0 | 0 | [8 empty] | 0 | 0 | 0 | 0 | O | 0 | 0 | 16% | 0 | 0 | 0 | 0 | 0 | 0 | 0
0 | 0 | 0 | 0 | O | 0 | 0 | 16% | 0 | 0 | 0 | 0 | 0 | 0 | 0 | [8 empty] | 0 | 0 | 0 | 0 | O | 0 | 0 | 16% | 0 | 0 | 0 | 0 | 0 | 0 | 0
0 | 0 | 0 | 0 | O | 0 | 0 | 16% | 0 | 0 | 0 | 0 | 0 | 0 | 0 | [8 empty] | 0 | 0 | 0 | 0 | O | 0 | 0 | 16% | 0 | 0 | 0 | 0 | 0 | 0 | 0
0 | 0 | 0 | 0 | O | 0 | 0 | 16% | 0 | 0 | 0 | 0 | 0 | 0 | 0 | [8 empty] | 0 | 0 | 0 | 0 | O | 0 | 0 | 16% | 0 | 0 | 0 | 0 | 0 | 0 | 0
0 | 0 | 0 | 0 | O | 0 | 0 | 16% | 0 | 0 | 0 | 0 | 0 | 0 | 0 | [8 empty] | 0 | 0 | 0 | 0 | O | 0 | 0 | 16% | 0 | 0 | 0 | 0 | 0 | 0 | 0
0 | 0 | 0 | 0 | O | 0 | 0 | 16% | 0 | 0 | 0 | 0 | 0 | 0 | 0 | [8 empty] | 0 | 0 | 0 | 0 | O | 0 | 0 | 16% | 0 | 0 | 0 | 0 | 0 | 0 | 0
0 | 0 | 0 | 0 | O | 0 | 0 | 16% | 0 | 0 | 0 | 0 | 0 | 0 | 0 | [8 empty] | 0 | 0 | 0 | 0 | O | 0 | 0 | 16% | 0 | 0 | 0 | 0 | 0 | 0 | 0
0 | 0 | 0 | 0 | O | 0 | 0 | 16% | 0 | 0 | 0 | 0 | 0 | 0 | 0 | [8 empty] | 0 | 0 | 0 | 0 | O | 0 | 0 | 16% | 0 | 0 | 0 | 0 | 0 | 0 | 0
0 | 0 | 0 | 0 | O | 0 | 0 | 16% | 0 | 0 | 0 | 0 | 0 | 0 | 0 | [8 empty] | 0 | 0 | 0 | 0 | O | 0 | 0 | 16% | 0 | 0 | 0 | 0 | 0 | 0 | 0
Totals | 0 | 14 | 15 |  |  |  | SUB TOTALS |  |  | GERENCIA y COORDINACION | 0 | 107552.1166 | 0 | 573189.5154 | [8 empty] | Totals | 0 | 14 | 15 |  |  |  | SUB TOTALS |  |  | GERENCIA y COORDINACION | 0 | 103415.4967 | 0 | 551143.7648
[10 empty] | OPERACION/SUPERVISION | 0 | 522424.9164 | [20 empty] | OPERACION/SUPERVISION | 0 | 502331.6503
[9 empty] | NATIONAL BENEFITS (OF STRAIGHT TIME WAGE) | 70% | 0 | 401232.6608 | [19 empty] | NATIONAL BENEFITS (OF STRAIGHT TIME WAGE) | 70% | 0 | 385800.6354
[9 empty] | EXPAT BENEFITS (OF STRAIGHT TIME WAGE) | 120.9% | 0 | 0 | [19 empty] | EXPAT BENEFITS (OF STRAIGHT TIME WAGE) | 120.9% | 0 | 0
[11 empty] | COMBINED SUB-TOTAL (INCLUDING BENEFITS) | 1031209.6937 | [21 empty] | COMBINED SUB-TOTAL (INCLUDING BENEFITS) | 991547.7824
[10 empty] | G&A (OF STRAIGHT TIME WAGE) | 15% | 85978.4273 | Base Expat | Base National | [18 empty] | G&A (OF STRAIGHT TIME WAGE) | 15% | 82671.5647 | Base Expat | Base National
[10 empty] | GERENCIA y COORDINACION | 198971.4157 |  | 0 | 107552.1166 | [18 empty] | GERENCIA y COORDINACION | 191318.6689 |  | 0 | 103415.4967
[10 empty] | OPERACION/SUPERVISION | 918216.7053 |  | 0 | 465637.3988 | [18 empty] | OPERACION/SUPERVISION | 882900.6782 |  | 0 | 447728.2681
[11 empty] | YEAR 7 | 1117188.121 | [21 empty] | YEAR 7 | 1074219.3471
Labor (cont.) | [7 empty] | La Raisa A | [14 empty] | Labor (cont.) | [7 empty] | La Raisa A
YEAR 8 | [15 empty] | YEAR 8 | [6 empty] | YEAR 8
[9 empty] | MONTHS | MONTHS | [7 empty] | Base Amount | [13 empty] | MONTHS | MONTHS
POSITIONS | NUMBER OF EMPLOYEES |  |  |  | SALARY/ | BASE | AMT. OF | OVERTIME | ON-SITE | ON-SITE | EXPAT | NATIONAL |  |  |  | Number of Expats |  | 0 |  |  |  |  | POSITIONS | NUMBER OF EMPLOYEES |  |  |  | SALARY/ | BASE | AMT. OF | OVERTIME | ON-SITE | ON-SITE | EXPAT | NATIONAL
| EXPAT | NATIONAL | Tot. for YR | Code | HOURLY WAGE | WAGE | OVERTIME | WAGE | EXPAT | NATIONAL | EXTENDED | EXTENDED |  |  |  | Number of Nationals |  | 14 | [5 empty] | EXPAT | NATIONAL | Tot. for YR | Code | HOURLY WAGE | WAGE | OVERTIME | WAGE | EXPAT | NATIONAL | EXTENDED | EXTENDED
Plant Manager | 0 | 1 | 2 | M | 111854.2012 | 111854.2012 | 0% | 0 | 12 | 12 | 0 | 111854.2012 | 0 | 111854.2012 | [8 empty] | Plant Manager | 0 | 1 | 2 | M | 111854.2012 | 111854.2012 | 0% | 0 | 12 | 12 | 0 | 111854.2012 | 0 | 111854.2012
Assistant Plant Manager | 0 | 0 | 0 | M | 72999.1741 | 72999.1741 | 0% | 0 | 0 | 0 | 0 | 0 | 0 | 0 |  |  | Code | From Labor Sht. | US$% | Foreign Cur % | US$ | Foreign (in US$) | Assistant Plant Manager | 0 | 0 | 0 | M | 72999.1741 | 72999.1741 | 0% | 0 | 0 | 0 | 0 | 0 | 0 | 0
Shift Supervisor | 0 | 4 | 4 | O | 46057.6123 | 46057.6123 | 8% | 5526.9135 | 0 | 12 | 0 | 206338.103 | 0 | 184230.4491 |  | Manager Expat Wage | M | 0 | 100% | 0% | 0 | 0 | Shift Supervisor | 0 | 4 | 4 | O | 46057.6123 | 46057.6123 | 8% | 5526.9135 | 0 | 12 | 0 | 206338.103 | 0 | 184230.4491
Operator | 0 | 4 | 4 | O | 26318.6356 | 26318.6356 | 8% | 3158.2363 | 0 | 12 | 0 | 117907.4874 | 0 | 105274.5423 |  | Operator Expat Wage | O | 0 | 100% | 0% | 0 | 0 | Operator | 0 | 4 | 4 | O | 26318.6356 | 26318.6356 | 8% | 3158.2363 | 0 | 12 | 0 | 117907.4874 | 0 | 105274.5423
Instrument & Electrical Technician | 0 | 2 | 2 | O | 42109.8169 | 42109.8169 | 8% | 5053.178 | 0 | 12 | 0 | 94325.9899 | 0 | 84219.6339 |  | Manager National Wage | M | 111854.2012 | 100% | 0% | 111854.2012 | 0 | Instrument & Electrical Technician | 0 | 2 | 2 | O | 42109.8169 | 42109.8169 | 8% | 5053.178 | 0 | 12 | 0 | 94325.9899 | 0 | 84219.6339
Maintenance Mechanic | 0 | 2 | 2 | O | 39477.9534 | 39477.9534 | 8% | 4737.3544 | 0 | 12 | 0 | 88430.6156 | 0 | 78955.9068 |  | Operator National Wage | O | 543321.913 | 100% | 0% | 543321.913 | 0 | Maintenance Mechanic | 0 | 2 | 2 | O | 39477.9534 | 39477.9534 | 8% | 4737.3544 | 0 | 12 | 0 | 88430.6156 | 0 | 78955.9068
EXPAT I&C | 0 | 0 | 0 | O | 131593.1779 | 131593.1779 | 3% | 5921.693 | 0 | 0 | 0 | 0 | 0 | 0 |  | Manager Expat Benefits | M | 0 | 100% | 0% | 0 | 0 | EXPAT I&C | 0 | 0 | 0 | O | 131593.1779 | 131593.1779 | 3% | 5921.693 | 0 | 0 | 0 | 0 | 0 | 0
Administration | 0 | 1 | 1 | O | 31582.3627 | 31582.3627 | 10% | 4737.3544 | 0 | 12 | 0 | 36319.7171 | 0 | 31582.3627 |  | Operator Expat Benefits | O | 0 | 100% | 0% | 0 | 0 | Administration | 0 | 1 | 1 | O | 31582.3627 | 31582.3627 | 10% | 4737.3544 | 0 | 12 | 0 | 36319.7171 | 0 | 31582.3627
0 | 0 | 0 | 0 | O | 0 | 0 | 0% | 0 | 0 | 0 | 0 | 0 | 0 | 0 |  | Manager National Benefits | M | 78297.9409 | 100% | 0% | 78297.9409 | 0 | 0 | 0 | 0 | 0 | O | 0 | 0 | 0% | 0 | 0 | 0 | 0 | 0 | 0 | 0
0 | 0 | 0 | 0 | O | 0 | 0 | 0% | 0 | 0 | 0 | 0 | 0 | 0 | 0 |  | Operator National Benefits | O | 338984.0263 | 100% | 0% | 338984.0263 | 0 | 0 | 0 | 0 | 0 | O | 0 | 0 | 0% | 0 | 0 | 0 | 0 | 0 | 0 | 0
0 | 0 | 0 | 0 | O | 0 | 0 | 10% | 0 | 0 | 0 | 0 | 0 | 0 | 0 |  | G&A Managers | M | 16778.1302 | 100% | 0% | 16778.1302 | 0 | 0 | 0 | 0 | 0 | O | 0 | 0 | 10% | 0 | 0 | 0 | 0 | 0 | 0 | 0
0 | 0 | 0 | 0 | O | 0 | 0 | 10% | 0 | 0 | 0 | 0 | 0 | 0 | 0 |  | G&A Operators | O | 72639.4342 | 0% | 100% | 0 | 72639.4342 | 0 | 0 | 0 | 0 | O | 0 | 0 | 10% | 0 | 0 | 0 | 0 | 0 | 0 | 0
0 | 0 | 0 | 0 | O | 0 | 0 | 10% | 0 | 0 | 0 | 0 | 0 | 0 | 0 |  | Manager Total |  |  |  |  | 206930.2723 | 0 | 0 | 0 | 0 | 0 | O | 0 | 0 | 10% | 0 | 0 | 0 | 0 | 0 | 0 | 0
0 | 0 | 0 | 0 | O | 0 | 0 | 0% | 0 | 0 | 0 | 0 | 0 | 0 | 0 |  | Operator / Supervisor Total |  |  |  |  | 882305.9393 | 72639.4342 | 0 | 0 | 0 | 0 | O | 0 | 0 | 0% | 0 | 0 | 0 | 0 | 0 | 0 | 0
0 | 0 | 0 | 0 | O | 0 | 0 | 16% | 0 | 0 | 0 | 0 | 0 | 0 | 0 | [8 empty] | 0 | 0 | 0 | 0 | O | 0 | 0 | 16% | 0 | 0 | 0 | 0 | 0 | 0 | 0
0 | 0 | 0 | 0 | O | 0 | 0 | 16% | 0 | 0 | 0 | 0 | 0 | 0 | 0 | [8 empty] | 0 | 0 | 0 | 0 | O | 0 | 0 | 16% | 0 | 0 | 0 | 0 | 0 | 0 | 0
0 | 0 | 0 | 0 | O | 0 | 0 | 16% | 0 | 0 | 0 | 0 | 0 | 0 | 0 | [8 empty] | 0 | 0 | 0 | 0 | O | 0 | 0 | 16% | 0 | 0 | 0 | 0 | 0 | 0 | 0
0 | 0 | 0 | 0 | O | 0 | 0 | 16% | 0 | 0 | 0 | 0 | 0 | 0 | 0 | [8 empty] | 0 | 0 | 0 | 0 | O | 0 | 0 | 16% | 0 | 0 | 0 | 0 | 0 | 0 | 0
0 | 0 | 0 | 0 | O | 0 | 0 | 16% | 0 | 0 | 0 | 0 | 0 | 0 | 0 | [8 empty] | 0 | 0 | 0 | 0 | O | 0 | 0 | 16% | 0 | 0 | 0 | 0 | 0 | 0 | 0
0 | 0 | 0 | 0 | O | 0 | 0 | 16% | 0 | 0 | 0 | 0 | 0 | 0 | 0 | [8 empty] | 0 | 0 | 0 | 0 | O | 0 | 0 | 16% | 0 | 0 | 0 | 0 | 0 | 0 | 0
0 | 0 | 0 | 0 | O | 0 | 0 | 16% | 0 | 0 | 0 | 0 | 0 | 0 | 0 | [8 empty] | 0 | 0 | 0 | 0 | O | 0 | 0 | 16% | 0 | 0 | 0 | 0 | 0 | 0 | 0
0 | 0 | 0 | 0 | O | 0 | 0 | 16% | 0 | 0 | 0 | 0 | 0 | 0 | 0 | [8 empty] | 0 | 0 | 0 | 0 | O | 0 | 0 | 16% | 0 | 0 | 0 | 0 | 0 | 0 | 0
0 | 0 | 0 | 0 | O | 0 | 0 | 16% | 0 | 0 | 0 | 0 | 0 | 0 | 0 | [8 empty] | 0 | 0 | 0 | 0 | O | 0 | 0 | 16% | 0 | 0 | 0 | 0 | 0 | 0 | 0
0 | 0 | 0 | 0 | O | 0 | 0 | 16% | 0 | 0 | 0 | 0 | 0 | 0 | 0 | [8 empty] | 0 | 0 | 0 | 0 | O | 0 | 0 | 16% | 0 | 0 | 0 | 0 | 0 | 0 | 0
Totals | 0 | 14 | 15 |  |  |  | SUB TOTALS |  |  | GERENCIA y COORDINACION | 0 | 111854.2012 | 0 | 596117.096 | [8 empty] | Totals | 0 | 14 | 15 |  |  |  | SUB TOTALS |  |  | GERENCIA y COORDINACION | 0 | 111854.2012 | 0 | 596117.096
[10 empty] | OPERACION/SUPERVISION | 0 | 543321.913 | [20 empty] | OPERACION/SUPERVISION | 0 | 543321.913
[9 empty] | NATIONAL BENEFITS (OF STRAIGHT TIME WAGE) | 70% | 0 | 417281.9672 | [19 empty] | NATIONAL BENEFITS (OF STRAIGHT TIME WAGE) | 70% | 0 | 417281.9672
[9 empty] | EXPAT BENEFITS (OF STRAIGHT TIME WAGE) | 120.9% | 0 | 0 | [19 empty] | EXPAT BENEFITS (OF STRAIGHT TIME WAGE) | 120.9% | 0 | 0
[11 empty] | COMBINED SUB-TOTAL (INCLUDING BENEFITS) | 1072458.0814 | [21 empty] | COMBINED SUB-TOTAL (INCLUDING BENEFITS) | 1072458.0814
[10 empty] | G&A (OF STRAIGHT TIME WAGE) | 15% | 89417.5644 | Base Expat | Base National | [18 empty] | G&A (OF STRAIGHT TIME WAGE) | 15% | 89417.5644 | Base Expat | Base National
[10 empty] | GERENCIA y COORDINACION | 206930.2723 |  | 0 | 111854.2012 | [18 empty] | GERENCIA y COORDINACION | 206930.2723 |  | 0 | 111854.2012
[10 empty] | OPERACION/SUPERVISION | 954945.3736 |  | 0 | 484262.8948 | [18 empty] | OPERACION/SUPERVISION | 954945.3736 |  | 0 | 484262.8948
[11 empty] | YEAR 8 | 1161875.6458 | [21 empty] | YEAR 8 | 1161875.6458
Labor (cont.) | [7 empty] | La Raisa A | [14 empty] | Labor (cont.) | [7 empty] | La Raisa A
YEAR 9 | [15 empty] | YEAR 9 | [6 empty] | YEAR 9
[9 empty] | MONTHS | MONTHS | [7 empty] | Base Amount | [13 empty] | MONTHS | MONTHS
POSITIONS | NUMBER OF EMPLOYEES |  |  |  | SALARY/ | BASE | AMT. OF | OVERTIME | ON-SITE | ON-SITE | EXPAT | NATIONAL |  |  |  | Number of Expats |  | 0 |  |  |  |  | POSITIONS | NUMBER OF EMPLOYEES |  |  |  | SALARY/ | BASE | AMT. OF | OVERTIME | ON-SITE | ON-SITE | EXPAT | NATIONAL
| EXPAT | NATIONAL | Tot. for YR | Code | HOURLY WAGE | WAGE | OVERTIME | WAGE | EXPAT | NATIONAL | EXTENDED | EXTENDED |  |  |  | Number of Nationals |  | 14 | [5 empty] | EXPAT | NATIONAL | Tot. for YR | Code | HOURLY WAGE | WAGE | OVERTIME | WAGE | EXPAT | NATIONAL | EXTENDED | EXTENDED
Plant Manager | 0 | 1 | 2 | M | 116328.3693 | 116328.3693 | 0% | 0 | 12 | 12 | 0 | 116328.3693 | 0 | 116328.3693 | [8 empty] | Plant Manager | 0 | 1 | 2 | M | 116328.3693 | 116328.3693 | 0% | 0 | 12 | 12 | 0 | 116328.3693 | 0 | 116328.3693
Assistant Plant Manager | 0 | 0 | 0 | M | 75919.1411 | 75919.1411 | 0% | 0 | 0 | 0 | 0 | 0 | 0 | 0 |  |  | Code | From Labor Sht. | US$% | Foreign Cur % | US$ | Foreign (in US$) | Assistant Plant Manager | 0 | 0 | 0 | M | 75919.1411 | 75919.1411 | 0% | 0 | 0 | 0 | 0 | 0 | 0 | 0
Shift Supervisor | 0 | 4 | 4 | O | 47899.9168 | 47899.9168 | 8% | 5747.99 | 0 | 12 | 0 | 214591.6271 | 0 | 191599.6671 |  | Manager Expat Wage | M | 0 | 100% | 0% | 0 | 0 | Shift Supervisor | 0 | 4 | 4 | O | 47899.9168 | 47899.9168 | 8% | 5747.99 | 0 | 12 | 0 | 214591.6271 | 0 | 191599.6671
Operator | 0 | 4 | 4 | O | 27371.381 | 27371.381 | 8% | 3284.5657 | 0 | 12 | 0 | 122623.7869 | 0 | 109485.524 |  | Operator Expat Wage | O | 0 | 100% | 0% | 0 | 0 | Operator | 0 | 4 | 4 | O | 27371.381 | 27371.381 | 8% | 3284.5657 | 0 | 12 | 0 | 122623.7869 | 0 | 109485.524
Instrument & Electrical Technician | 0 | 2 | 2 | O | 43794.2096 | 43794.2096 | 8% | 5255.3052 | 0 | 12 | 0 | 98099.0295 | 0 | 87588.4192 |  | Manager National Wage | M | 116328.3693 | 100% | 0% | 116328.3693 | 0 | Instrument & Electrical Technician | 0 | 2 | 2 | O | 43794.2096 | 43794.2096 | 8% | 5255.3052 | 0 | 12 | 0 | 98099.0295 | 0 | 87588.4192
Maintenance Mechanic | 0 | 2 | 2 | O | 41057.0715 | 41057.0715 | 8% | 4926.8486 | 0 | 12 | 0 | 91967.8402 | 0 | 82114.143 |  | Operator National Wage | O | 565054.7895 | 100% | 0% | 565054.7895 | 0 | Maintenance Mechanic | 0 | 2 | 2 | O | 41057.0715 | 41057.0715 | 8% | 4926.8486 | 0 | 12 | 0 | 91967.8402 | 0 | 82114.143
EXPAT I&C | 0 | 0 | 0 | O | 136856.905 | 136856.905 | 3% | 6158.5607 | 0 | 0 | 0 | 0 | 0 | 0 |  | Manager Expat Benefits | M | 0 | 100% | 0% | 0 | 0 | EXPAT I&C | 0 | 0 | 0 | O | 136856.905 | 136856.905 | 3% | 6158.5607 | 0 | 0 | 0 | 0 | 0 | 0
Administration | 0 | 1 | 1 | O | 32845.6572 | 32845.6572 | 10% | 4926.8486 | 0 | 12 | 0 | 37772.5058 | 0 | 32845.6572 |  | Operator Expat Benefits | O | 0 | 100% | 0% | 0 | 0 | Administration | 0 | 1 | 1 | O | 32845.6572 | 32845.6572 | 10% | 4926.8486 | 0 | 12 | 0 | 37772.5058 | 0 | 32845.6572
0 | 0 | 0 | 0 | O | 0 | 0 | 0% | 0 | 0 | 0 | 0 | 0 | 0 | 0 |  | Manager National Benefits | M | 81429.8585 | 100% | 0% | 81429.8585 | 0 | 0 | 0 | 0 | 0 | O | 0 | 0 | 0% | 0 | 0 | 0 | 0 | 0 | 0 | 0
0 | 0 | 0 | 0 | O | 0 | 0 | 0% | 0 | 0 | 0 | 0 | 0 | 0 | 0 |  | Operator National Benefits | O | 352543.3874 | 100% | 0% | 352543.3874 | 0 | 0 | 0 | 0 | 0 | O | 0 | 0 | 0% | 0 | 0 | 0 | 0 | 0 | 0 | 0
0 | 0 | 0 | 0 | O | 0 | 0 | 10% | 0 | 0 | 0 | 0 | 0 | 0 | 0 |  | G&A Managers | M | 17449.2554 | 100% | 0% | 17449.2554 | 0 | 0 | 0 | 0 | 0 | O | 0 | 0 | 10% | 0 | 0 | 0 | 0 | 0 | 0 | 0
0 | 0 | 0 | 0 | O | 0 | 0 | 10% | 0 | 0 | 0 | 0 | 0 | 0 | 0 |  | G&A Operators | O | 75545.0116 | 0% | 100% | 0 | 75545.0116 | 0 | 0 | 0 | 0 | O | 0 | 0 | 10% | 0 | 0 | 0 | 0 | 0 | 0 | 0
0 | 0 | 0 | 0 | O | 0 | 0 | 10% | 0 | 0 | 0 | 0 | 0 | 0 | 0 |  | Manager Total |  |  |  |  | 215207.4832 | 0 | 0 | 0 | 0 | 0 | O | 0 | 0 | 10% | 0 | 0 | 0 | 0 | 0 | 0 | 0
0 | 0 | 0 | 0 | O | 0 | 0 | 0% | 0 | 0 | 0 | 0 | 0 | 0 | 0 |  | Operator / Supervisor Total |  |  |  |  | 917598.1769 | 75545.0116 | 0 | 0 | 0 | 0 | O | 0 | 0 | 0% | 0 | 0 | 0 | 0 | 0 | 0 | 0
0 | 0 | 0 | 0 | O | 0 | 0 | 16% | 0 | 0 | 0 | 0 | 0 | 0 | 0 | [8 empty] | 0 | 0 | 0 | 0 | O | 0 | 0 | 16% | 0 | 0 | 0 | 0 | 0 | 0 | 0
0 | 0 | 0 | 0 | O | 0 | 0 | 16% | 0 | 0 | 0 | 0 | 0 | 0 | 0 | [8 empty] | 0 | 0 | 0 | 0 | O | 0 | 0 | 16% | 0 | 0 | 0 | 0 | 0 | 0 | 0
0 | 0 | 0 | 0 | O | 0 | 0 | 16% | 0 | 0 | 0 | 0 | 0 | 0 | 0 | [8 empty] | 0 | 0 | 0 | 0 | O | 0 | 0 | 16% | 0 | 0 | 0 | 0 | 0 | 0 | 0
0 | 0 | 0 | 0 | O | 0 | 0 | 16% | 0 | 0 | 0 | 0 | 0 | 0 | 0 | [8 empty] | 0 | 0 | 0 | 0 | O | 0 | 0 | 16% | 0 | 0 | 0 | 0 | 0 | 0 | 0
0 | 0 | 0 | 0 | O | 0 | 0 | 16% | 0 | 0 | 0 | 0 | 0 | 0 | 0 | [8 empty] | 0 | 0 | 0 | 0 | O | 0 | 0 | 16% | 0 | 0 | 0 | 0 | 0 | 0 | 0
0 | 0 | 0 | 0 | O | 0 | 0 | 16% | 0 | 0 | 0 | 0 | 0 | 0 | 0 | [8 empty] | 0 | 0 | 0 | 0 | O | 0 | 0 | 16% | 0 | 0 | 0 | 0 | 0 | 0 | 0
0 | 0 | 0 | 0 | O | 0 | 0 | 16% | 0 | 0 | 0 | 0 | 0 | 0 | 0 | [8 empty] | 0 | 0 | 0 | 0 | O | 0 | 0 | 16% | 0 | 0 | 0 | 0 | 0 | 0 | 0
0 | 0 | 0 | 0 | O | 0 | 0 | 16% | 0 | 0 | 0 | 0 | 0 | 0 | 0 | [8 empty] | 0 | 0 | 0 | 0 | O | 0 | 0 | 16% | 0 | 0 | 0 | 0 | 0 | 0 | 0
0 | 0 | 0 | 0 | O | 0 | 0 | 16% | 0 | 0 | 0 | 0 | 0 | 0 | 0 | [8 empty] | 0 | 0 | 0 | 0 | O | 0 | 0 | 16% | 0 | 0 | 0 | 0 | 0 | 0 | 0
0 | 0 | 0 | 0 | O | 0 | 0 | 16% | 0 | 0 | 0 | 0 | 0 | 0 | 0 | [8 empty] | 0 | 0 | 0 | 0 | O | 0 | 0 | 16% | 0 | 0 | 0 | 0 | 0 | 0 | 0
Totals | 0 | 14 | 15 |  |  |  | SUB TOTALS |  |  | GERENCIA y COORDINACION | 0 | 116328.3693 | 0 | 619961.7798 | [8 empty] | Totals | 0 | 14 | 15 |  |  |  | SUB TOTALS |  |  | GERENCIA y COORDINACION | 0 | 116328.3693 | 0 | 619961.7798
[10 empty] | OPERACION/SUPERVISION | 0 | 565054.7895 | [20 empty] | OPERACION/SUPERVISION | 0 | 565054.7895
[9 empty] | NATIONAL BENEFITS (OF STRAIGHT TIME WAGE) | 70% | 0 | 433973.2459 | [19 empty] | NATIONAL BENEFITS (OF STRAIGHT TIME WAGE) | 70% | 0 | 433973.2459
[9 empty] | EXPAT BENEFITS (OF STRAIGHT TIME WAGE) | 120.9% | 0 | 0 | [19 empty] | EXPAT BENEFITS (OF STRAIGHT TIME WAGE) | 120.9% | 0 | 0
[11 empty] | COMBINED SUB-TOTAL (INCLUDING BENEFITS) | 1115356.4047 | [21 empty] | COMBINED SUB-TOTAL (INCLUDING BENEFITS) | 1115356.4047
[10 empty] | G&A (OF STRAIGHT TIME WAGE) | 15% | 92994.267 | Base Expat | Base National | [18 empty] | G&A (OF STRAIGHT TIME WAGE) | 15% | 92994.267 | Base Expat | Base National
[10 empty] | GERENCIA y COORDINACION | 215207.4832 |  | 0 | 116328.3693 | [18 empty] | GERENCIA y COORDINACION | 215207.4832 |  | 0 | 116328.3693
[10 empty] | OPERACION/SUPERVISION | 993143.1885 |  | 0 | 503633.4105 | [18 empty] | OPERACION/SUPERVISION | 993143.1885 |  | 0 | 503633.4105
[11 empty] | YEAR 9 | 1208350.6717 | [21 empty] | YEAR 9 | 1208350.6717
Labor (cont.) | [7 empty] | La Raisa A | [14 empty] | Labor (cont.) | [7 empty] | La Raisa A
YEAR 10 | [15 empty] | YEAR 10 | [6 empty] | YEAR 10
[9 empty] | MONTHS | MONTHS | [7 empty] | Base Amount | [13 empty] | MONTHS | MONTHS
POSITIONS | NUMBER OF EMPLOYEES |  |  |  | SALARY/ | BASE | AMT. OF | OVERTIME | ON-SITE | ON-SITE | EXPAT | NATIONAL |  |  |  | Number of Expats |  | 0 |  |  |  |  | POSITIONS | NUMBER OF EMPLOYEES |  |  |  | SALARY/ | BASE | AMT. OF | OVERTIME | ON-SITE | ON-SITE | EXPAT | NATIONAL
| EXPAT | NATIONAL | Tot. for YR | Code | HOURLY WAGE | WAGE | OVERTIME | WAGE | EXPAT | NATIONAL | EXTENDED | EXTENDED |  |  |  | Number of Nationals |  | 14 | [5 empty] | EXPAT | NATIONAL | Tot. for YR | Code | HOURLY WAGE | WAGE | OVERTIME | WAGE | EXPAT | NATIONAL | EXTENDED | EXTENDED
Plant Manager | 0 | 1 | 2 | M | 120981.5041 | 120981.5041 | 0% | 0 | 12 | 12 | 0 | 120981.5041 | 0 | 120981.5041 | [8 empty] | Plant Manager | 0 | 1 | 2 | M | 120981.5041 | 120981.5041 | 0% | 0 | 12 | 12 | 0 | 120981.5041 | 0 | 120981.5041
Assistant Plant Manager | 0 | 0 | 0 | M | 78955.9068 | 78955.9068 | 0% | 0 | 0 | 0 | 0 | 0 | 0 | 0 |  |  | Code | From Labor Sht. | US$% | Foreign Cur % | US$ | Foreign (in US$) | Assistant Plant Manager | 0 | 0 | 0 | M | 78955.9068 | 78955.9068 | 0% | 0 | 0 | 0 | 0 | 0 | 0 | 0
Shift Supervisor | 0 | 4 | 4 | O | 49815.9134 | 49815.9134 | 8% | 5977.9096 | 0 | 12 | 0 | 223175.2922 | 0 | 199263.6537 |  | Manager Expat Wage | M | 0 | 100% | 0% | 0 | 0 | Shift Supervisor | 0 | 4 | 4 | O | 49815.9134 | 49815.9134 | 8% | 5977.9096 | 0 | 12 | 0 | 223175.2922 | 0 | 199263.6537
Operator | 0 | 4 | 4 | O | 28466.2362 | 28466.2362 | 8% | 3415.9483 | 0 | 12 | 0 | 127528.7384 | 0 | 113864.945 |  | Operator Expat Wage | O | 0 | 100% | 0% | 0 | 0 | Operator | 0 | 4 | 4 | O | 28466.2362 | 28466.2362 | 8% | 3415.9483 | 0 | 12 | 0 | 127528.7384 | 0 | 113864.945
Instrument & Electrical Technician | 0 | 2 | 2 | O | 45545.978 | 45545.978 | 8% | 5465.5174 | 0 | 12 | 0 | 102022.9907 | 0 | 91091.956 |  | Manager National Wage | M | 120981.5041 | 100% | 0% | 120981.5041 | 0 | Instrument & Electrical Technician | 0 | 2 | 2 | O | 45545.978 | 45545.978 | 8% | 5465.5174 | 0 | 12 | 0 | 102022.9907 | 0 | 91091.956
Maintenance Mechanic | 0 | 2 | 2 | O | 42699.3544 | 42699.3544 | 8% | 5123.9225 | 0 | 12 | 0 | 95646.5538 | 0 | 85398.7087 |  | Operator National Wage | O | 587656.9811 | 100% | 0% | 587656.9811 | 0 | Maintenance Mechanic | 0 | 2 | 2 | O | 42699.3544 | 42699.3544 | 8% | 5123.9225 | 0 | 12 | 0 | 95646.5538 | 0 | 85398.7087
EXPAT I&C | 0 | 0 | 0 | O | 142331.1812 | 142331.1812 | 3% | 6404.9032 | 0 | 0 | 0 | 0 | 0 | 0 |  | Manager Expat Benefits | M | 0 | 100% | 0% | 0 | 0 | EXPAT I&C | 0 | 0 | 0 | O | 142331.1812 | 142331.1812 | 3% | 6404.9032 | 0 | 0 | 0 | 0 | 0 | 0
Administration | 0 | 1 | 1 | O | 34159.4835 | 34159.4835 | 10% | 5123.9225 | 0 | 12 | 0 | 39283.406 | 0 | 34159.4835 |  | Operator Expat Benefits | O | 0 | 100% | 0% | 0 | 0 | Administration | 0 | 1 | 1 | O | 34159.4835 | 34159.4835 | 10% | 5123.9225 | 0 | 12 | 0 | 39283.406 | 0 | 34159.4835
0 | 0 | 0 | 0 | O | 0 | 0 | 0% | 0 | 0 | 0 | 0 | 0 | 0 | 0 |  | Manager National Benefits | M | 84687.0528 | 100% | 0% | 84687.0528 | 0 | 0 | 0 | 0 | 0 | O | 0 | 0 | 0% | 0 | 0 | 0 | 0 | 0 | 0 | 0
0 | 0 | 0 | 0 | O | 0 | 0 | 0% | 0 | 0 | 0 | 0 | 0 | 0 | 0 |  | Operator National Benefits | O | 366645.1229 | 100% | 0% | 366645.1229 | 0 | 0 | 0 | 0 | 0 | O | 0 | 0 | 0% | 0 | 0 | 0 | 0 | 0 | 0 | 0
0 | 0 | 0 | 0 | O | 0 | 0 | 10% | 0 | 0 | 0 | 0 | 0 | 0 | 0 |  | G&A Managers | M | 18147.2256 | 100% | 0% | 18147.2256 | 0 | 0 | 0 | 0 | 0 | O | 0 | 0 | 10% | 0 | 0 | 0 | 0 | 0 | 0 | 0
0 | 0 | 0 | 0 | O | 0 | 0 | 10% | 0 | 0 | 0 | 0 | 0 | 0 | 0 |  | G&A Operators | O | 78566.812 | 0% | 100% | 0 | 78566.812 | 0 | 0 | 0 | 0 | O | 0 | 0 | 10% | 0 | 0 | 0 | 0 | 0 | 0 | 0
0 | 0 | 0 | 0 | O | 0 | 0 | 10% | 0 | 0 | 0 | 0 | 0 | 0 | 0 |  | Manager Total |  |  |  |  | 223815.7825 | 0 | 0 | 0 | 0 | 0 | O | 0 | 0 | 10% | 0 | 0 | 0 | 0 | 0 | 0 | 0
0 | 0 | 0 | 0 | O | 0 | 0 | 0% | 0 | 0 | 0 | 0 | 0 | 0 | 0 |  | Operator / Supervisor Total |  |  |  |  | 954302.104 | 78566.812 | 0 | 0 | 0 | 0 | O | 0 | 0 | 0% | 0 | 0 | 0 | 0 | 0 | 0 | 0
0 | 0 | 0 | 0 | O | 0 | 0 | 16% | 0 | 0 | 0 | 0 | 0 | 0 | 0 | [8 empty] | 0 | 0 | 0 | 0 | O | 0 | 0 | 16% | 0 | 0 | 0 | 0 | 0 | 0 | 0
0 | 0 | 0 | 0 | O | 0 | 0 | 16% | 0 | 0 | 0 | 0 | 0 | 0 | 0 | [8 empty] | 0 | 0 | 0 | 0 | O | 0 | 0 | 16% | 0 | 0 | 0 | 0 | 0 | 0 | 0
0 | 0 | 0 | 0 | O | 0 | 0 | 16% | 0 | 0 | 0 | 0 | 0 | 0 | 0 | [8 empty] | 0 | 0 | 0 | 0 | O | 0 | 0 | 16% | 0 | 0 | 0 | 0 | 0 | 0 | 0
0 | 0 | 0 | 0 | O | 0 | 0 | 16% | 0 | 0 | 0 | 0 | 0 | 0 | 0 | [8 empty] | 0 | 0 | 0 | 0 | O | 0 | 0 | 16% | 0 | 0 | 0 | 0 | 0 | 0 | 0
0 | 0 | 0 | 0 | O | 0 | 0 | 16% | 0 | 0 | 0 | 0 | 0 | 0 | 0 | [8 empty] | 0 | 0 | 0 | 0 | O | 0 | 0 | 16% | 0 | 0 | 0 | 0 | 0 | 0 | 0
0 | 0 | 0 | 0 | O | 0 | 0 | 16% | 0 | 0 | 0 | 0 | 0 | 0 | 0 | [8 empty] | 0 | 0 | 0 | 0 | O | 0 | 0 | 16% | 0 | 0 | 0 | 0 | 0 | 0 | 0
0 | 0 | 0 | 0 | O | 0 | 0 | 16% | 0 | 0 | 0 | 0 | 0 | 0 | 0 | [8 empty] | 0 | 0 | 0 | 0 | O | 0 | 0 | 16% | 0 | 0 | 0 | 0 | 0 | 0 | 0
0 | 0 | 0 | 0 | O | 0 | 0 | 16% | 0 | 0 | 0 | 0 | 0 | 0 | 0 | [8 empty] | 0 | 0 | 0 | 0 | O | 0 | 0 | 16% | 0 | 0 | 0 | 0 | 0 | 0 | 0
0 | 0 | 0 | 0 | O | 0 | 0 | 16% | 0 | 0 | 0 | 0 | 0 | 0 | 0 | [8 empty] | 0 | 0 | 0 | 0 | O | 0 | 0 | 16% | 0 | 0 | 0 | 0 | 0 | 0 | 0
0 | 0 | 0 | 0 | O | 0 | 0 | 16% | 0 | 0 | 0 | 0 | 0 | 0 | 0 | [8 empty] | 0 | 0 | 0 | 0 | O | 0 | 0 | 16% | 0 | 0 | 0 | 0 | 0 | 0 | 0
Totals | 0 | 14 | 15 |  |  |  | SUB TOTALS |  |  | Management | 0 | 120981.5041 | 0 | 644760.251 | [8 empty] | Totals | 0 | 14 | 15 |  |  |  | SUB TOTALS |  |  | GERENCIA y COORDINACION | 0 | 120981.5041 | 0 | 644760.251
[10 empty] | Operations & Supervisor | 0 | 587656.9811 | [20 empty] | OPERACION/SUPERVISION | 0 | 587656.9811
[9 empty] | NATIONAL BENEFITS (OF STRAIGHT TIME WAGE) | 70% | 0 | 451332.1757 | [19 empty] | NATIONAL BENEFITS (OF STRAIGHT TIME WAGE) | 70% | 0 | 451332.1757
[9 empty] | EXPAT BENEFITS (OF STRAIGHT TIME WAGE) | 120.9% | 0 | 0 | [19 empty] | EXPAT BENEFITS (OF STRAIGHT TIME WAGE) | 120.9% | 0 | 0
[11 empty] | COMBINED SUB-TOTAL (INCLUDING BENEFITS) | 1159970.6609 | [21 empty] | COMBINED SUB-TOTAL (INCLUDING BENEFITS) | 1159970.6609
[10 empty] | G&A (OF STRAIGHT TIME WAGE) | 15% | 96714.0377 | Base Expat | Base National | [18 empty] | G&A (OF STRAIGHT TIME WAGE) | 15% | 96714.0377 | Base Expat | Base National
[10 empty] | Management | 223815.7825 |  | 0 | 120981.5041 | [18 empty] | GERENCIA y COORDINACION | 223815.7825 |  | 0 | 120981.5041
[10 empty] | Operations & Supervisor | 1032868.916 |  | 0 | 523778.747 | [18 empty] | OPERACION/SUPERVISION | 1032868.916 |  | 0 | 523778.747
[11 empty] | YEAR 10 | 1256684.6985 | [21 empty] | YEAR 10 | 1256684.6985

## Budget
Budget Estimate (w/ Fixed/Var. Breakout) | [8 empty] | La Raisa A
Estimate in U.S. Dollars
La Raisa A
0 |  |  |  |  | MATERIAL COST ESCALATION RATE: | 4%
[5 empty] | COMMERCIAL OPS DATE: | 2009-08-01
[5 empty] | SERVICE FACTOR | 87%
[5 empty] | OP. HOURS PER YEAR | 7621.2
[5 empty] | PLANT POWER RATING (MW) | 150
[7 empty] | YEAR | 1 | YEAR | 2 | YEAR | 3 | YEAR | 4 | YEAR | 5 | YEAR | 6 | YEAR | 7 | YEAR | 8 | YEAR | 9 | YEAR | 10
|  |  |  | Service Factor | 100% |  | Service Factor | 87% | Service Factor | 87% | Service Factor | 87% | Service Factor | 87% | Service Factor | 87% | Service Factor | 87% | Service Factor | 87% | Service Factor | 87% | Service Factor | 87% | Service Factor | 87%
|  |  |  | Operating Hours | 8760 |  | Operating Hours | 7621.2 | Operating Hours | 7621.2 | Operating Hours | 7621.2 | Operating Hours | 7621.2 | Operating Hours | 7621.2 | Operating Hours | 7621.2 | Operating Hours | 7621.2 | Operating Hours | 7621.2 | Operating Hours | 7621.2 | Operating Hours | 7621.2
COMPONENTS
[5 empty] | Fixed % | Variable% | Fixed | Variable | Fixed | Variable | Fixed | Variable | Fixed | Variable | Fixed | Variable | Fixed | Variable | Fixed | Variable | Fixed | Variable | Fixed | Variable | Fixed | Variable
LABOR | [6 empty] | (At Service Factor) |  | (At Service Factor) |  | (At Service Factor) |  | (At Service Factor) |  | (At Service Factor) |  | (At Service Factor) |  | (At Service Factor) |  | (At Service Factor) |  | (At Service Factor) |  | (At Service Factor)
[7 empty] | 157250 |  | 163540 |  | 170081.6 |  | 176884.864 |  | 183960.2586 |  | 191318.6689 |  | 198971.4157 |  | 206930.2723 |  | 215207.4832 |  | 223815.7825
(See attached Labor Summary for detail) |  |  |  |  | 100% | 0% | 725680 |  | 754707.2 |  | 784895.488 |  | 816291.3075 |  | 848942.9598 |  | 882900.6782 |  | 918216.7053 |  | 954945.3736 |  | 993143.1885 |  | 1032868.916
MATERIALS AND SERVICES COSTS
CONSUMABLES
| Calibration Gas for CEM System |  |  | 15000 | 50% | 50% | 7500 | 6525 | 7800 | 6786 | 8112 | 6786 | 8436 | 6786 | 8773 | 6786 | 9124 | 6786 | 9489 | 6786 | 9869 | 6786 | 10264 | 6786 | 10675 | 6786
| Sample Containers |  |  | 3000 | 95% | 5% | 2850 | 131 | 2964 | 136 | 3083 | 136 | 3206 | 136 | 3334 | 136 | 3467 | 136 | 3606 | 136 | 3750 | 136 | 3900 | 136 | 4056 | 136
| Filters (Air, Oil, & Fuel) |  |  | 60000 | 15% | 85% | 9000 | 44370 | 9360 | 46145 | 9734 | 46145 | 10123 | 46145 | 10528 | 46145 | 10949 | 46145 | 11387 | 46145 | 11842 | 46145 | 12316 | 46145 | 12809 | 46145
| Oil & Grease |  |  | 25000 | 30% | 70% | 7500 | 15225 | 7800 | 15834 | 8112 | 15834 | 8436 | 15834 | 8773 | 15834 | 9124 | 15834 | 9489 | 15834 | 9869 | 15834 | 10264 | 15834 | 10675 | 15834
| Welding Supplies |  |  | 500 | 10% | 90% | 50 | 392 | 52 | 407 | 54 | 407 | 56 | 407 | 58 | 407 | 60 | 407 | 62 | 407 | 64 | 407 | 67 | 407 | 70 | 407
| Replacement Tools |  |  | 500 | 100% | 0% | 500 | 0 | 520 | 0 | 541 | 0 | 563 | 0 | 586 | 0 | 609 | 0 | 633 | 0 | 658 | 0 | 684 | 0 | 711 | 0
| Vehicle Maintenance & Fuel |  |  | 0 | 100% | 0% | 0 | 0 | 0 | 0 | 0 | 0 | 0 | 0 | 0 | 0 | 0 | 0 | 0 | 0 | 0 | 0 | 0 | 0 | 0 | 0
| Uniforms |  |  | 4000 | 100% | 0% | 4000 | 0 | 4160 | 0 | 4326 | 0 | 4499 | 0 | 4679 | 0 | 4866 | 0 | 5061 | 0 | 5263 | 0 | 5474 | 0 | 5693 | 0
| Batteries, Fitgs. Charts, Solv., Nuts & Bolts Packings, Etc. |  |  | 2500 | 20% | 80% | 500 | 1740 | 520 | 1810 | 541 | 1810 | 563 | 1810 | 586 | 1810 | 609 | 1810 | 633 | 1810 | 658 | 1810 | 684 | 1810 | 711 | 1810
| Nitrogen / Hydrogen |  |  | 0 | 50% | 50% | 0 | 0 | 0 | 0 | 0 | 0 | 0 | 0 | 0 | 0 | 0 | 0 | 0 | 0 | 0 | 0 | 0 | 0 | 0 | 0
| Turbine Water Wash Solution |  |  | 0 | 5% | 95% | 0 | 0 | 0 | 0 | 0 | 0 | 0 | 0 | 0 | 0 | 0 | 0 | 0 | 0 | 0 | 0 | 0 | 0 | 0 | 0
| 0 |  |  | 0 | 5% | 95% | 0 | 0 | 0 | 0 | 0 | 0 | 0 | 0 | 0 | 0 | 0 | 0 | 0 | 0 | 0 | 0 | 0 | 0 | 0 | 0
| 0 |  |  | 0 | 5% | 95% | 0 | 0 | 0 | 0 | 0 | 0 | 0 | 0 | 0 | 0 | 0 | 0 | 0 | 0 | 0 | 0 | 0 | 0 | 0 | 0
| 0 |  |  | 0 | 5% | 95% | 0 | 0 | 0 | 0 | 0 | 0 | 0 | 0 | 0 | 0 | 0 | 0 | 0 | 0 | 0 | 0 | 0 | 0 | 0 | 0
| 0 |  |  | 0 | 5% | 95% | 0 | 0 | 0 | 0 | 0 | 0 | 0 | 0 | 0 | 0 | 0 | 0 | 0 | 0 | 0 | 0 | 0 | 0 | 0 | 0
TOTAL CONSUMABLES |  |  |  | 110500 | 31.81% | 68.19% | 31900 | 68383 | 33176 | 71118 | 34503 | 71118 | 35882 | 71118 | 37317 | 71118 | 38808 | 71118 | 40360 | 71118 | 41973 | 71118 | 43653 | 71118 | 45400 | 71118
CHEMICALS & WATER TREATMENT
| Boiler |  |  | 0 | 95% | 5% | 0 | 0 | 0 | 0 | 0 | 0 | 0 | 0 | 0 | 0 | 0 | 0 | 0 | 0 | 0 | 0 | 0 | 0 | 0 | 0
| Pretreatment |  |  | 2500 | 95% | 5% | 2375 | 109 | 2470 | 113 | 2569 | 113 | 2672 | 113 | 2779 | 113 | 2890 | 113 | 3006 | 113 | 3126 | 113 | 3251 | 113 | 3381 | 113
| Cooling Tower |  |  | 0 | 95% | 5% | 0 | 0 | 0 | 0 | 0 | 0 | 0 | 0 | 0 | 0 | 0 | 0 | 0 | 0 | 0 | 0 | 0 | 0 | 0 | 0
| NH3 (SCR) |  |  | 0 | 95% | 5% | 0 | 0 | 0 | 0 | 0 | 0 | 0 | 0 | 0 | 0 | 0 | 0 | 0 | 0 | 0 | 0 | 0 | 0 | 0 | 0
| CO² (Fire Suppression System) |  |  | 2500 | 95% | 5% | 2375 | 109 | 2470 | 113 | 2569 | 113 | 2672 | 113 | 2779 | 113 | 2890 | 113 | 3006 | 113 | 3126 | 113 | 3251 | 113 | 3381 | 113
| 0 |  |  | 0 | 95% | 5% | 0 | 0 | 0 | 0 | 0 | 0 | 0 | 0 | 0 | 0 | 0 | 0 | 0 | 0 | 0 | 0 | 0 | 0 | 0 | 0
| Reagents |  |  | 5000 | 95% | 5% | 4750 | 218 | 4940 | 226 | 5138 | 226 | 5344 | 226 | 5558 | 226 | 5780 | 226 | 6011 | 226 | 6251 | 226 | 6501 | 226 | 6761 | 226
| RO / Demineralization |  |  | 30000 | 95% | 5% | 28500 | 1305 | 29640 | 1357 | 30826 | 1357 | 32059 | 1357 | 33341 | 1357 | 34675 | 1357 | 36062 | 1357 | 37504 | 1357 | 39004 | 1357 | 40564 | 1357
| Zero Discharge Chemicals |  |  | 0 | 95% | 5% | 0 | 0 | 0 | 0 | 0 | 0 | 0 | 0 | 0 | 0 | 0 | 0 | 0 | 0 | 0 | 0 | 0 | 0 | 0 | 0
| Lithium Bromide |  |  | 0 | 95% | 5% | 0 | 0 | 0 | 0 | 0 | 0 | 0 | 0 | 0 | 0 | 0 | 0 | 0 | 0 | 0 | 0 | 0 | 0 | 0 | 0
| 0 |  |  | 0 | 2% | 98% | 0 | 0 | 0 | 0 | 0 | 0 | 0 | 0 | 0 | 0 | 0 | 0 | 0 | 0 | 0 | 0 | 0 | 0 | 0 | 0
| 0 |  |  | 0 | 2% | 98% | 0 | 0 | 0 | 0 | 0 | 0 | 0 | 0 | 0 | 0 | 0 | 0 | 0 | 0 | 0 | 0 | 0 | 0 | 0 | 0
| 0 |  |  | 0 | 2% | 98% | 0 | 0 | 0 | 0 | 0 | 0 | 0 | 0 | 0 | 0 | 0 | 0 | 0 | 0 | 0 | 0 | 0 | 0 | 0 | 0
| 0 |  |  | 0 | 2% | 98% | 0 | 0 | 0 | 0 | 0 | 0 | 0 | 0 | 0 | 0 | 0 | 0 | 0 | 0 | 0 | 0 | 0 | 0 | 0 | 0
TOTAL CHEMICALS & WATER TREATMENT |  |  |  | 40000 | 95.62% | 4.381% | 38000 | 1741 | 39520 | 1809 | 41102 | 1809 | 42747 | 1809 | 44457 | 1809 | 46235 | 1809 | 48085 | 1809 | 50007 | 1809 | 52007 | 1809 | 54087 | 1809
OFFICE AND ADMINISTRATION
| Telephone & Postage |  |  | 5000 | 100% | 0% | 5000 | 0 | 5200 | 0 | 5408 | 0 | 5624 | 0 | 5849 | 0 | 6083 | 0 | 6326 | 0 | 6579 | 0 | 6842 | 0 | 7116 | 0
| Admin. Supplies, Coffee, Misc. |  |  | 8000 | 100% | 0% | 8000 | 0 | 8320 | 0 | 8653 | 0 | 8999 | 0 | 9359 | 0 | 9733 | 0 | 10122 | 0 | 10527 | 0 | 10948 | 0 | 11386 | 0
| Consulting & Audits |  |  | 15000 | 100% | 0% | 15000 | 0 | 15600 | 0 | 16224 | 0 | 16873 | 0 | 17548 | 0 | 18250 | 0 | 18980 | 0 | 19739 | 0 | 20529 | 0 | 21350 | 0
| Support Travel Expenses |  |  | 15000 | 100% | 0% | 15000 | 0 | 15600 | 0 | 16224 | 0 | 16873 | 0 | 17548 | 0 | 18250 | 0 | 18980 | 0 | 19739 | 0 | 20529 | 0 | 21350 | 0
TOTAL OFFICE AND ADMINISTRATION |  |  |  | 43000 | 100% | 0% | 43000 | 0 | 44720 | 0 | 46509 | 0 | 48369 | 0 | 50304 | 0 | 52316 | 0 | 54408 | 0 | 56584 | 0 | 58848 | 0 | 61202 | 0
TRAINING
| Safety (Training and supplies) |  |  | 0 | 100% | 0% | 0 | 0 | 0 | 0 | 0 | 0 | 0 | 0 | 0 | 0 | 0 | 0 | 0 | 0 | 0 | 0 | 0 | 0 | 0 | 0
| Equipment Vendor Schools |  |  | 0 | 100% | 0% | 0 | 0 | 0 | 0 | 0 | 0 | 0 | 0 | 0 | 0 | 0 | 0 | 0 | 0 | 0 | 0 | 0 | 0 | 0 | 0
| Turbine User Group Meetings |  |  | 0 | 100% | 0% | 0 | 0 | 0 | 0 | 0 | 0 | 0 | 0 | 0 | 0 | 0 | 0 | 0 | 0 | 0 | 0 | 0 | 0 | 0 | 0
| Travel & Subsistence |  |  | 0 | 100% | 0% | 0 | 0 | 0 | 0 | 0 | 0 | 0 | 0 | 0 | 0 | 0 | 0 | 0 | 0 | 0 | 0 | 0 | 0 | 0 | 0
| 0 |  |  | 0 | 100% | 0% | 0 | 0 | 0 | 0 | 0 | 0 | 0 | 0 | 0 | 0 | 0 | 0 | 0 | 0 | 0 | 0 | 0 | 0 | 0 | 0
| 0 |  |  | 0 | 100% | 0% | 0 | 0 | 0 | 0 | 0 | 0 | 0 | 0 | 0 | 0 | 0 | 0 | 0 | 0 | 0 | 0 | 0 | 0 | 0 | 0
| 0 |  |  | 0 | 100% | 0% | 0 | 0 | 0 | 0 | 0 | 0 | 0 | 0 | 0 | 0 | 0 | 0 | 0 | 0 | 0 | 0 | 0 | 0 | 0 | 0
| 0 |  |  | 0 | 100% | 0% | 0 | 0 | 0 | 0 | 0 | 0 | 0 | 0 | 0 | 0 | 0 | 0 | 0 | 0 | 0 | 0 | 0 | 0 | 0 | 0
TOTAL TRAINING |  |  |  | 0 | #DIV/0! | #DIV/0! | 0 | 0 | 0 | 0 | 0 | 0 | 0 | 0 | 0 | 0 | 0 | 0 | 0 | 0 | 0 | 0 | 0 | 0 | 0 | 0
Budget Estimate (w/ Fixed/Var. Breakout) - cont | [8 empty] | La Raisa A
|  |  |  | Base @100% | COMPONENTS |  | YEAR | 1 | YEAR | 2 | YEAR | 3 | YEAR | 4 | YEAR | 5 | YEAR | 6 | YEAR | 7 | YEAR | 8 | YEAR | 9 | YEAR | 10
|  |  |  | Capacity | Fixed % | Variable % | Fixed | Variable | Fixed | Variable | Fixed | Variable | Fixed | Variable | Fixed | Variable | Fixed | Variable | Fixed | Variable | Fixed | Variable | Fixed | Variable | Fixed | Variable
CONTRACT SERVICES | [6 empty] | (At Service Factor) |  | (At Service Factor) |  | (At Service Factor) |  | (At Service Factor) |  | (At Service Factor) |  | (At Service Factor) |  | (At Service Factor) |  | (At Service Factor) |  | (At Service Factor) |  | (At Service Factor)
| Waste Removal (Haz, Non-Haz) |  |  | 8000 | 50% | 50% | 4000 | 3480 | 4160 | 3619 | 4326 | 3619 | 4499 | 3619 | 4679 | 3619 | 4866 | 3619 | 5061 | 3619 | 5263 | 3619 | 5474 | 3619 | 5693 | 3619
| Borescope Inspections |  |  | 18000 | 50% | 50% | 9000 | 7830 | 9360 | 8143 | 9734 | 8143 | 10123 | 8143 | 10528 | 8143 | 10949 | 8143 | 11387 | 8143 | 11842 | 8143 | 12316 | 8143 | 12809 | 8143
| Equipment Rental |  |  | 0 | 10% | 90% | 0 | 0 | 0 | 0 | 0 | 0 | 0 | 0 | 0 | 0 | 0 | 0 | 0 | 0 | 0 | 0 | 0 | 0 | 0 | 0
| Calibration (Meter & Gauge) |  |  | 2000 | 50% | 50% | 1000 | 870 | 1040 | 905 | 1082 | 905 | 1125 | 905 | 1170 | 905 | 1217 | 905 | 1266 | 905 | 1317 | 905 | 1370 | 905 | 1425 | 905
| Annual Switchgear Maintenance Inspections |  |  | 8000 | 50% | 50% | 4000 | 3480 | 4160 | 3619 | 4326 | 3619 | 4499 | 3619 | 4679 | 3619 | 4866 | 3619 | 5061 | 3619 | 5263 | 3619 | 5474 | 3619 | 5693 | 3619
| Electrical |  |  | 0 | 50% | 50% | 0 | 0 | 0 | 0 | 0 | 0 | 0 | 0 | 0 | 0 | 0 | 0 | 0 | 0 | 0 | 0 | 0 | 0 | 0 | 0
| Grounds Keeping |  |  | 0 | 100% | 0% | 0 | 0 | 0 | 0 | 0 | 0 | 0 | 0 | 0 | 0 | 0 | 0 | 0 | 0 | 0 | 0 | 0 | 0 | 0 | 0
| Boiler Inspection |  |  | 0 | 100% | 0% | 0 | 0 | 0 | 0 | 0 | 0 | 0 | 0 | 0 | 0 | 0 | 0 | 0 | 0 | 0 | 0 | 0 | 0 | 0 | 0
| Environmental Testing |  |  | 0 | 100% | 0% | 0 | 0 | 0 | 0 | 0 | 0 | 0 | 0 | 0 | 0 | 0 | 0 | 0 | 0 | 0 | 0 | 0 | 0 | 0 | 0
| Software Modifications & Upgrades |  |  | 0 | 50% | 50% | 0 | 0 | 0 | 0 | 0 | 0 | 0 | 0 | 0 | 0 | 0 | 0 | 0 | 0 | 0 | 0 | 0 | 0 | 0 | 0
| Chillers |  |  | 0 | 100% | 0% | 0 | 0 | 0 | 0 | 0 | 0 | 0 | 0 | 0 | 0 | 0 | 0 | 0 | 0 | 0 | 0 | 0 | 0 | 0 | 0
| Site Security |  |  | 0 | 100% | 0% | 0 | 0 | 0 | 0 | 0 | 0 | 0 | 0 | 0 | 0 | 0 | 0 | 0 | 0 | 0 | 0 | 0 | 0 | 0 | 0
| Fire Systems |  |  | 0 | 100% | 0% | 0 | 0 | 0 | 0 | 0 | 0 | 0 | 0 | 0 | 0 | 0 | 0 | 0 | 0 | 0 | 0 | 0 | 0 | 0 | 0
| Oil Analysis |  |  | 6000 | 100% | 20% | 6000 | 1044 | 6240 | 1086 | 6490 | 1086 | 6750 | 1086 | 7020 | 1086 | 7301 | 1086 | 7593 | 1086 | 7897 | 1086 | 8213 | 1086 | 8542 | 1086
| CEMS |  |  | 5000 | 100% | 0% | 5000 | 0 | 5200 | 0 | 5408 | 0 | 5624 | 0 | 5849 | 0 | 6083 | 0 | 6326 | 0 | 6579 | 0 | 6842 | 0 | 7116 | 0
| Fuel Analysis |  |  | 6000 | 100% | 0% | 6000 | 0 | 6240 | 0 | 6490 | 0 | 6750 | 0 | 7020 | 0 | 7301 | 0 | 7593 | 0 | 7897 | 0 | 8213 | 0 | 8542 | 0
| Transportation for Employees |  |  | 25000 | 80% | 0% | 20000 | 0 | 20800 | 0 | 21632 | 0 | 22497 | 0 | 23397 | 0 | 24333 | 0 | 25306 | 0 | 26318 | 0 | 27371 | 0 | 28466 | 0
| 0 |  |  | 0 | 100% | 0% | 0 | 0 | 0 | 0 | 0 | 0 | 0 | 0 | 0 | 0 | 0 | 0 | 0 | 0 | 0 | 0 | 0 | 0 | 0 | 0
TOTAL CONTRACT SERVICES |  |  |  | 78000 | 76.7% | 23.3% | 55000 | 16704 | 57200 | 17372 | 59488 | 17372 | 61867 | 17372 | 64342 | 17372 | 66916 | 17372 | 69593 | 17372 | 72376 | 17372 | 75273 | 17372 | 78286 | 17372
| Miscellaneous Operating Expense | 5% |  | 13575 | 100% | 0% | 13620.2993 | 0 | 14165.1112 | 0 | 14731.7157 | 0 | 15320.9843 | 0 | 15933.8237 | 0 | 16571.1766 | 0 | 17234.0237 | 0 | 17923.3846 | 0 | 18640.32 | 0 | 19385.9328 | 0
TOTAL OPERATING EXPENSE |  |  |  | 285075 | 67.64% | 32.36% | 181520.2993 | 86828 | 188781.1112 | 90299 | 196333.7157 | 90299 | 204185.9843 | 90299 | 212353.8237 | 90299 | 220846.1766 | 90299 | 229680.0237 | 90299 | 238863.3846 | 90299 | 248421.32 | 90299 | 258360.9328 | 90299
MAINTENANCE AND MINOR REPAIR
| Gas Turbine and Auxiliaries |  | y | 90000 | 10% | 90% | 9000 | 70470 | 9360 | 73289 | 9734 | 73289 | 10123 | 73289 | 10528 | 73289 | 10949 | 73289 | 11387 | 73289 | 11842 | 73289 | 12316 | 73289 | 12809 | 73289
| Steam Turbine and Auxiliaries |  | y | 0 | 50% | 50% | 0 | 0 | 0 | 0 | 0 | 0 | 0 | 0 | 0 | 0 | 0 | 0 | 0 | 0 | 0 | 0 | 0 | 0 | 0 | 0
| HRSG / Steam Distribution System |  |  | 0 | 50% | 50% | 0 | 0 | 0 | 0 | 0 | 0 | 0 | 0 | 0 | 0 | 0 | 0 | 0 | 0 | 0 | 0 | 0 | 0 | 0 | 0
| Control System |  |  | 25000 | 10% | 90% | 2500 | 19575 | 2600 | 20358 | 2704 | 20358 | 2812 | 20358 | 2924 | 20358 | 3041 | 20358 | 3163 | 20358 | 3290 | 20358 | 3422 | 20358 | 3559 | 20358
| Fuel Distribution System |  |  | 7500 | 10% | 90% | 750 | 5873 | 780 | 6107 | 811 | 6107 | 843 | 6107 | 877 | 6107 | 912 | 6107 | 948 | 6107 | 986 | 6107 | 1025 | 6107 | 1066 | 6107
| Air Compressor, Air Distribution System, & Hydraulics |  | y | 8000 | 10% | 90% | 800 | 6264 | 832 | 6515 | 865 | 6515 | 900 | 6515 | 936 | 6515 | 973 | 6515 | 1012 | 6515 | 1052 | 6515 | 1094 | 6515 | 1138 | 6515
| Fuel Storage & Handling |  | y | 5000 | 5% | 95% | 250 | 4133 | 260 | 4298 | 270 | 4298 | 281 | 4298 | 292 | 4298 | 304 | 4298 | 316 | 4298 | 329 | 4298 | 342 | 4298 | 356 | 4298
| Water Treatment Systems |  |  | 6000 | 10% | 90% | 600 | 4698 | 624 | 4886 | 649 | 4886 | 675 | 4886 | 702 | 4886 | 730 | 4886 | 759 | 4886 | 789 | 4886 | 821 | 4886 | 854 | 4886
| Water Supply Systems |  | y | 3500 | 10% | 90% | 350 | 2741 | 364 | 2850 | 379 | 2850 | 394 | 2850 | 410 | 2850 | 426 | 2850 | 443 | 2850 | 461 | 2850 | 479 | 2850 | 498 | 2850
| Cooling Water System |  |  | 0 | 10% | 90% | 0 | 0 | 0 | 0 | 0 | 0 | 0 | 0 | 0 | 0 | 0 | 0 | 0 | 0 | 0 | 0 | 0 | 0 | 0 | 0
| Security & Alarms |  |  | 0 | 80% | 20% | 0 | 0 | 0 | 0 | 0 | 0 | 0 | 0 | 0 | 0 | 0 | 0 | 0 | 0 | 0 | 0 | 0 | 0 | 0 | 0
| Fire Fighting Systems |  |  | 0 | 30% | 70% | 0 | 0 | 0 | 0 | 0 | 0 | 0 | 0 | 0 | 0 | 0 | 0 | 0 | 0 | 0 | 0 | 0 | 0 | 0 | 0
| Valve Maintenance/Replacement |  |  | 500 | 10% | 90% | 50 | 392 | 52 | 407 | 54 | 407 | 56 | 407 | 58 | 407 | 60 | 407 | 62 | 407 | 64 | 407 | 67 | 407 | 70 | 407
| Boiler Feedwater Pump/Feed & Condensate System |  |  | 0 | 50% | 50% | 0 | 0 | 0 | 0 | 0 | 0 | 0 | 0 | 0 | 0 | 0 | 0 | 0 | 0 | 0 | 0 | 0 | 0 | 0 | 0
| Other Major Pumps & Motors |  |  | 2000 | 10% | 90% | 200 | 1566 | 208 | 1629 | 216 | 1629 | 225 | 1629 | 234 | 1629 | 243 | 1629 | 253 | 1629 | 263 | 1629 | 274 | 1629 | 285 | 1629
| Air Inlet Systems |  |  | 0 | 10% | 90% | 0 | 0 | 0 | 0 | 0 | 0 | 0 | 0 | 0 | 0 | 0 | 0 | 0 | 0 | 0 | 0 | 0 | 0 | 0 | 0
| Electrical Distribution |  |  | 4000 | 10% | 90% | 400 | 3132 | 416 | 3257 | 433 | 3257 | 450 | 3257 | 468 | 3257 | 487 | 3257 | 506 | 3257 | 526 | 3257 | 547 | 3257 | 569 | 3257
| Shop Equipment |  |  | 2000 | 10% | 90% | 200 | 1566 | 208 | 1629 | 216 | 1629 | 225 | 1629 | 234 | 1629 | 243 | 1629 | 253 | 1629 | 263 | 1629 | 274 | 1629 | 285 | 1629
| Blackstart System |  |  | 0 | 0% | 100% | 0 | 0 | 0 | 0 | 0 | 0 | 0 | 0 | 0 | 0 | 0 | 0 | 0 | 0 | 0 | 0 | 0 | 0 | 0 | 0
| Continuous Emissions Monitoring System |  |  | 0 | 10% | 90% | 0 | 0 | 0 | 0 | 0 | 0 | 0 | 0 | 0 | 0 | 0 | 0 | 0 | 0 | 0 | 0 | 0 | 0 | 0 | 0
| SCR |  |  | 0 | 0% | 100% | 0 | 0 | 0 | 0 | 0 | 0 | 0 | 0 | 0 | 0 | 0 | 0 | 0 | 0 | 0 | 0 | 0 | 0 | 0 | 0
| 0 |  |  | 0 | 0% | 100% | 0 | 0 | 0 | 0 | 0 | 0 | 0 | 0 | 0 | 0 | 0 | 0 | 0 | 0 | 0 | 0 | 0 | 0 | 0 | 0
| Miscellaneous Maintenance Expense |  | 5% | 7675 | 100% | 0% | 7675 | 0 | 7982 | 0 | 8301 | 0 | 8633 | 0 | 8978 | 0 | 9337 | 0 | 9710 | 0 | 10098 | 0 | 10502 | 0 | 10922 | 0
SUBTOTAL |  |  |  | 161175 | 15.91% | 84.09% | 22775 | 120410 | 23686 | 125225 | 24632 | 125225 | 25617 | 125225 | 26641 | 125225 | 27705 | 125225 | 28812 | 125225 | 29963 | 125225 | 31163 | 125225 | 32411 | 125225
LTSA COST |  |  |  | 0 | 0% | 100% | 0 | 0 | 0 | 0 | 0 | 0 | 0 | 0 | 0 | 0 | 0 | 0 | 0 | 0 | 0 | 0 | 0 | 0 | 0 | 0
(SEE LTSA) |  | 0
TOTAL MAINTENANCE EXPENSE |  |  |  | 161175 | 15.91% | 84.09% | 22775 | 120410 | 23686 | 125225 | 24632 | 125225 | 25617 | 125225 | 26641 | 125225 | 27705 | 125225 | 28812 | 125225 | 29963 | 125225 | 31163 | 125225 | 32411 | 125225
TOTAL MATERIALS AND SERVICE COSTS |  |  |  | 446250 | 49.64% | 50.36% | 204295.2993 | 207238 | 212467.1112 | 215524 | 220965.7157 | 215524 | 229802.9843 | 215524 | 238994.8237 | 215524 | 248551.1766 | 215524 | 258492.0237 | 215524 | 268826.3846 | 215524 | 279584.32 | 215524 | 290771.9328 | 215524
HANDLING CHARGE |  | 15% |  | 66937.5 |  |  | 30644.2949 | 31085.7 | 31870.0667 | 32328.6 | 33144.8574 | 32328.6 | 34470.4476 | 32328.6 | 35849.2236 | 32328.6 | 37282.6765 | 32328.6 | 38773.8036 | 32328.6 | 40323.9577 | 32328.6 | 41937.648 | 32328.6 | 43615.7899 | 32328.6
(on materials & services cost less sched maint reserve)
OPERATOR MANAGEMENT FEE BEFORE TAX |  |  | y | 1000000 | 100% | 0% | 1000000 | 0 | 1040000 | 0 | 1081600 | 0 | 1124864 | 0 | 1169859 | 0 | 1216653 | 0 | 1265319 | 0 | 1315932 | 0 | 1368569 | 0 | 1423312 | 0
Foreign Tax Adj. (65% of Rate) |  | 19.5% |  | 242236.0248 | 100% | 0% | 242236 | 0 | 251925 | 0 | 262002 | 0 | 272482 | 0 | 283381 | 0 | 294716 | 0 | 306505 | 0 | 318765 | 0 | 331516 | 0 | 344777 | 0
TOTAL ADJUSTED OPERATOR FEE |  |  |  | 1242236.0248 |  |  | 1242236 | 0 | 1291925 | 0 | 1343602 | 0 | 1397346 | 0 | 1453240 | 0 | 1511369 | 0 | 1571824 | 0 | 1634697 | 0 | 1700085 | 0 | 1768089 | 0
Insurance, Duties, Nationalization, & Freight
| Operator Maintained Insurance |  |  | #VALUE! | 100% | 0% | #VALUE! | #VALUE! | #VALUE! | #VALUE! | #VALUE! | #VALUE! | #VALUE! | #VALUE! | #VALUE! | #VALUE! | #VALUE! | #VALUE! | #VALUE! | #VALUE! | #VALUE! | #VALUE! | #VALUE! | #VALUE! | #VALUE! | #VALUE!
| Duties & Nationalization(if "0" then they are not included) |  |  | 47168.8485 | 32.72% | 67.28% | 14025.2139 | 28834.9621 | 15169.5492 | 31187.6438 | 15376.0833 | 31612.2649 | 15590.8667 | 32053.8462 | 15814.2317 | 32513.0707 | 16046.3906 | 32990.3748 | 16288.0023 | 33487.1133 | 16539.0667 | 34003.286 | 16800.5041 | 34540.7849 | 17072.3743 | 35099.7332
| Freight (if "0" then it is not included) |  |  | 30324.245 | 32.72% | 67.28% | 9016.6294 | 18537.6256 | 9752.2909 | 20050.0999 | 9882.4297 | 20317.6571 | 10017.7669 | 20595.9019 | 10158.5084 | 20885.2576 | 10304.7887 | 21186.0005 | 10457.0177 | 21498.9739 | 10615.2125 | 21824.2127 | 10779.9501 | 22162.9027 | 10951.266 | 22515.1176
TOTAL INSURANCE, DUTIES, NATIONALIZATION & FREIGHT |  |  |  | #VALUE! |  |  | #VALUE! | #VALUE! | #VALUE! | #VALUE! | #VALUE! | #VALUE! | #VALUE! | #VALUE! | #VALUE! | #VALUE! | #VALUE! | #VALUE! | #VALUE! | #VALUE! | #VALUE! | #VALUE! | #VALUE! | #VALUE! | #VALUE! | #VALUE!
Miscellaneous Costs & Credits
| G&A Fee |  |  | 0 | 100% | 0% | 0 | 0 | 0 | 0 | 0 | 0 | 0 | 0 | 0 | 0 | 0 | 0 | 0 | 0 | 0 | 0 | 0 | 0 | 0 | 0
| Other |  |  | 0 | 100% | 0% | 0 | 0 | 0 | 0 | 0 | 0 | 0 | 0 | 0 | 0 | 0 | 0 | 0 | 0 | 0 | 0 | 0 | 0 | 0 | 0
| Warrantee Credit for First Year |  | 0% | 0 | 50% | 50% | 0 | 0 | 0 | 0 | 0 | 0 | 0 | 0 | 0 | 0 | 0 | 0 | 0 | 0 | 0 | 0 | 0 | 0 | 0 | 0
| Other |  |  | 0 | 100% | 0% | 0 | 0 | 0 | 0 | 0 | 0 | 0 | 0 | 0 | 0 | 0 | 0 | 0 | 0 | 0 | 0 | 0 | 0 | 0 | 0
TOTAL MISCELLANEOUS COSTS & CREDITS |  |  |  | 0 |  |  | 0 | 0 | 0 | 0 | 0 | 0 | 0 | 0 | 0 | 0 | 0 | 0 | 0 | 0 | 0 | 0 | 0 | 0 | 0 | 0
COMPONENT TOTALS | [6 empty] | #VALUE! | #VALUE! | #VALUE! | #VALUE! | #VALUE! | #VALUE! | #VALUE! | #VALUE! | #VALUE! | #VALUE! | #VALUE! | #VALUE! | #VALUE! | #VALUE! | #VALUE! | #VALUE! | #VALUE! | #VALUE! | #VALUE! | #VALUE!
COMPONENT PERCENTAGES OF COMBINED TOTAL | [6 empty] | #VALUE! | #VALUE! | #VALUE! | #VALUE! | #VALUE! | #VALUE! | #VALUE! | #VALUE! | #VALUE! | #VALUE! | #VALUE! | #VALUE! | #VALUE! | #VALUE! | #VALUE! | #VALUE! | #VALUE! | #VALUE! | #VALUE! | #VALUE!
EQUIVALENT FIRED HOUR CHARGE FOR VAR. COMP. | [7 empty] | #VALUE! |  | #VALUE! |  | #VALUE! |  | #VALUE! |  | #VALUE! |  | #VALUE! |  | #VALUE! |  | #VALUE! |  | #VALUE! |  | #VALUE!
TOTAL O&M COSTS AT SPECIFIED CAPACITY |  |  | 87% |  |  |  | #VALUE! | 87% | #VALUE! |  | #VALUE! |  | #VALUE! |  | #VALUE! |  | #VALUE! |  | #VALUE! |  | #VALUE! |  | #VALUE! |  | #VALUE!
Budget Estimate (w/Currency Breakout) | [8 empty] | La Raisa A
U.S. Dollar & Foreign Currency Components are in U.S. Dollars
La Raisa A |  |  |  | COST ESCALATION RATE: |  | 4%
0 |  |  |  | COMMERCIAL OPS: |  | 2009-08-01
|  |  |  | SERVICE FACTOR |  | 87%
|  |  |  | OP. HOURS PER YEAR |  | 7621.2
|  |  |  | PLANT POWER RATING (MW) |  | 150
|  |  |  | 87% | COMPONENTS |  | YEAR | 1 | YEAR | 2 | YEAR | 3 | YEAR | 4 | YEAR | 5 | YEAR | 6 | YEAR | 7 | YEAR | 8 | YEAR | 9 | YEAR | 10
|  |  |  | Service Factor | US$ % | Foreign % | US$ | Foreign Curr | US$ | Foreign Curr | US$ | Foreign Curr | US$ | Foreign Curr | US$ | Foreign Curr | US$ | Foreign Curr | US$ | Foreign Curr | US$ | Foreign Curr | US$ | Foreign Curr | US$ | Foreign Curr
LABOR | [6 empty] | 157250 | 0 | 163540 | 0 | 170081.6 | 0 | 176884.864 | 0 | 183960.2586 | 0 | 191318.6689 | 0 | 198971.4157 | 0 | 206930.2723 | 0 | 215207.4832 | 0 | 223815.7825 | 0
(See attached Labor Summary for detail) | [6 empty] | 670480 | 55200 | 697299.2 | 57408 | 725191.168 | 59704.32 | 754198.8147 | 62092.4928 | 784366.7673 | 64576.1925 | 815741.438 | 67159.2402 | 848371.0955 | 69845.6098 | 882305.9393 | 72639.4342 | 917598.1769 | 75545.0116 | 954302.104 | 78566.812
MATERIALS AND SERVICES COSTS
CONSUMABLES
| Calibration Gas for CEM System |  |  | 14025 | 100% | 0% | 14025 | 0 | 15169.44 | 0 | 15493.92 | 0 | 15830.88 | 0 | 16181.36 | 0 | 16546.4 | 0 | 16926 | 0 | 17321.2 | 0 | 17732 | 0 | 18159.44 | 0
| Sample Containers |  |  | 2981 | 100% | 0% | 2981 | 0 | 3224 | 0 | 3347.76 | 0 | 3475.68 | 0 | 3608.8 | 0 | 3747.12 | 0 | 3891.68 | 0 | 4041.44 | 0 | 4197.44 | 0 | 4359.68 | 0
| Filters (Air, Oil, & Fuel) |  |  | 53370 | 100% | 0% | 53370 | 0 | 57725.2 | 0 | 58114.16 | 0 | 58518.72 | 0 | 58939.92 | 0 | 59377.76 | 0 | 59833.28 | 0 | 60306.48 | 0 | 60799.44 | 0 | 61312.16 | 0
| Oil & Grease |  |  | 22725 | 100% | 0% | 22725 | 0 | 24579.36 | 0 | 24903.84 | 0 | 25240.8 | 0 | 25591.28 | 0 | 25956.32 | 0 | 26335.92 | 0 | 26731.12 | 0 | 27141.92 | 0 | 27569.36 | 0
| Welding Supplies |  |  | 442 | 100% | 0% | 442 | 0 | 477.36 | 0 | 479.44 | 0 | 481.52 | 0 | 483.6 | 0 | 485.68 | 0 | 487.76 | 0 | 489.84 | 0 | 492.96 | 0 | 496.08 | 0
| Replacement Tools |  |  | 500 | 100% | 0% | 500 | 0 | 540.8 | 0 | 562.64 | 0 | 585.52 | 0 | 609.44 | 0 | 633.36 | 0 | 658.32 | 0 | 684.32 | 0 | 711.36 | 0 | 739.44 | 0
| Vehicle Maintenance & Fuel |  |  | 0 | 100% | 0% | 0 | 0 | 0 | 0 | 0 | 0 | 0 | 0 | 0 | 0 | 0 | 0 | 0 | 0 | 0 | 0 | 0 | 0 | 0 | 0
| Uniforms |  |  | 4000 | 100% | 0% | 4000 | 0 | 4326.4 | 0 | 4499.04 | 0 | 4678.96 | 0 | 4866.16 | 0 | 5060.64 | 0 | 5263.44 | 0 | 5473.52 | 0 | 5692.96 | 0 | 5920.72 | 0
| Batteries, Fitgs. Charts, Solv., Nuts & Bolts Packings, Etc. |  |  | 2240 | 100% | 0% | 2240 | 0 | 2423.2 | 0 | 2445.04 | 0 | 2467.92 | 0 | 2491.84 | 0 | 2515.76 | 0 | 2540.72 | 0 | 2566.72 | 0 | 2593.76 | 0 | 2621.84 | 0
| Nitrogen / Hydrogen |  |  | 0 | 100% | 0% | 0 | 0 | 0 | 0 | 0 | 0 | 0 | 0 | 0 | 0 | 0 | 0 | 0 | 0 | 0 | 0 | 0 | 0 | 0 | 0
| Turbine Water Wash Solution |  |  | 0 | 100% | 0% | 0 | 0 | 0 | 0 | 0 | 0 | 0 | 0 | 0 | 0 | 0 | 0 | 0 | 0 | 0 | 0 | 0 | 0 | 0 | 0
| 0 |  |  | 0 | 100% | 0% | 0 | 0 | 0 | 0 | 0 | 0 | 0 | 0 | 0 | 0 | 0 | 0 | 0 | 0 | 0 | 0 | 0 | 0 | 0 | 0
| 0 |  |  | 0 | 100% | 0% | 0 | 0 | 0 | 0 | 0 | 0 | 0 | 0 | 0 | 0 | 0 | 0 | 0 | 0 | 0 | 0 | 0 | 0 | 0 | 0
| 0 |  |  | 0 | 100% | 0% | 0 | 0 | 0 | 0 | 0 | 0 | 0 | 0 | 0 | 0 | 0 | 0 | 0 | 0 | 0 | 0 | 0 | 0 | 0 | 0
| 0 |  |  | 0 | 100% | 0% | 0 | 0 | 0 | 0 | 0 | 0 | 0 | 0 | 0 | 0 | 0 | 0 | 0 | 0 | 0 | 0 | 0 | 0 | 0 | 0
TOTAL CONSUMABLES |  |  |  | 100283 | 100% | 0% | 100283 | 0 | 108465.76 | 0 | 109845.84 | 0 | 111280 | 0 | 112772.4 | 0 | 114323.04 | 0 | 115937.12 | 0 | 117614.64 | 0 | 119361.84 | 0 | 121178.72 | 0
CHEMICALS & WATER TREATMENT
| Boiler |  |  | 0 | 100% | 0% | 0 | 0 | 0 | 0 | 0 | 0 | 0 | 0 | 0 | 0 | 0 | 0 | 0 | 0 | 0 | 0 | 0 | 0 | 0 | 0
| Pretreatment |  |  | 2484 | 100% | 0% | 2484 | 0 | 2686.32 | 0 | 2789.28 | 0 | 2896.4 | 0 | 3007.68 | 0 | 3123.12 | 0 | 3243.76 | 0 | 3368.56 | 0 | 3498.56 | 0 | 3633.76 | 0
| Cooling Tower |  |  | 0 | 100% | 0% | 0 | 0 | 0 | 0 | 0 | 0 | 0 | 0 | 0 | 0 | 0 | 0 | 0 | 0 | 0 | 0 | 0 | 0 | 0 | 0
| NH3 (SCR) |  |  | 0 | 100% | 0% | 0 | 0 | 0 | 0 | 0 | 0 | 0 | 0 | 0 | 0 | 0 | 0 | 0 | 0 | 0 | 0 | 0 | 0 | 0 | 0
| CO² (Fire Suppression System) |  |  | 2484 | 100% | 0% | 2484 | 0 | 2686.32 | 0 | 2789.28 | 0 | 2896.4 | 0 | 3007.68 | 0 | 3123.12 | 0 | 3243.76 | 0 | 3368.56 | 0 | 3498.56 | 0 | 3633.76 | 0
| 0 |  |  | 0 | 100% | 0% | 0 | 0 | 0 | 0 | 0 | 0 | 0 | 0 | 0 | 0 | 0 | 0 | 0 | 0 | 0 | 0 | 0 | 0 | 0 | 0
| Reagents |  |  | 4968 | 100% | 0% | 4968 | 0 | 5372.64 | 0 | 5578.56 | 0 | 5792.8 | 0 | 6015.36 | 0 | 6246.24 | 0 | 6486.48 | 0 | 6736.08 | 0 | 6996.08 | 0 | 7266.48 | 0
| RO / Demineralization |  |  | 29805 | 100% | 0% | 29805 | 0 | 32236.88 | 0 | 33470.32 | 0 | 34752.64 | 0 | 36085.92 | 0 | 37473.28 | 0 | 38915.76 | 0 | 40415.44 | 0 | 41975.44 | 0 | 43597.84 | 0
| Zero Discharge Chemicals |  |  | 0 | 100% | 0% | 0 | 0 | 0 | 0 | 0 | 0 | 0 | 0 | 0 | 0 | 0 | 0 | 0 | 0 | 0 | 0 | 0 | 0 | 0 | 0
| Lithium Bromide |  |  | 0 | 100% | 0% | 0 | 0 | 0 | 0 | 0 | 0 | 0 | 0 | 0 | 0 | 0 | 0 | 0 | 0 | 0 | 0 | 0 | 0 | 0 | 0
| 0 |  |  | 0 | 100% | 0% | 0 | 0 | 0 | 0 | 0 | 0 | 0 | 0 | 0 | 0 | 0 | 0 | 0 | 0 | 0 | 0 | 0 | 0 | 0 | 0
| 0 |  |  | 0 | 100% | 0% | 0 | 0 | 0 | 0 | 0 | 0 | 0 | 0 | 0 | 0 | 0 | 0 | 0 | 0 | 0 | 0 | 0 | 0 | 0 | 0
| 0 |  |  | 0 | 100% | 0% | 0 | 0 | 0 | 0 | 0 | 0 | 0 | 0 | 0 | 0 | 0 | 0 | 0 | 0 | 0 | 0 | 0 | 0 | 0 | 0
| 0 |  |  | 0 | 100% | 0% | 0 | 0 | 0 | 0 | 0 | 0 | 0 | 0 | 0 | 0 | 0 | 0 | 0 | 0 | 0 | 0 | 0 | 0 | 0 | 0
TOTAL CHEMICALS & WATER |  |  |  | 39741 | 100% | 0% | 39741 | 0 | 42982.16 | 0 | 44627.44 | 0 | 46338.24 | 0 | 48116.64 | 0 | 49965.76 | 0 | 51889.76 | 0 | 53888.64 | 0 | 55968.64 | 0 | 58131.84 | 0
OFFICE AND ADMINISTRATION
| Telephone & Postage |  |  | 5000 | 100% | 0% | 5000 | 0 | 5408 | 0 | 5624.32 | 0 | 5848.96 | 0 | 6082.96 | 0 | 6326.32 | 0 | 6579.04 | 0 | 6842.16 | 0 | 7115.68 | 0 | 7400.64 | 0
| Admin. Supplies, Coffee, Misc. |  |  | 8000 | 100% | 0% | 8000 | 0 | 8652.8 | 0 | 8999.12 | 0 | 9358.96 | 0 | 9733.36 | 0 | 10122.32 | 0 | 10526.88 | 0 | 10948.08 | 0 | 11385.92 | 0 | 11841.44 | 0
| Consulting & Audits |  |  | 15000 | 100% | 0% | 15000 | 0 | 16224 | 0 | 16872.96 | 0 | 17547.92 | 0 | 18249.92 | 0 | 18980 | 0 | 19739.2 | 0 | 20528.56 | 0 | 21350.16 | 0 | 22204 | 0
| Support Travel Expenses |  |  | 15000 | 100% | 0% | 15000 | 0 | 16224 | 0 | 16872.96 | 0 | 17547.92 | 0 | 18249.92 | 0 | 18980 | 0 | 19739.2 | 0 | 20528.56 | 0 | 21350.16 | 0 | 22204 | 0
TOTAL OFFICE AND ADMINISTRATION |  |  |  | 43000 | 100% | 0% | 43000 | 0 | 46508.8 | 0 | 48369.36 | 0 | 50303.76 | 0 | 52316.16 | 0 | 54408.64 | 0 | 56584.32 | 0 | 58847.36 | 0 | 61201.92 | 0 | 63650.08 | 0
TRAINING
| Safety (Training and supplies) |  |  | 0 | 100% | 0% | 0 | 0 | 0 | 0 | 0 | 0 | 0 | 0 | 0 | 0 | 0 | 0 | 0 | 0 | 0 | 0 | 0 | 0 | 0 | 0
| Equipment Vendor Schools |  |  | 0 | 100% | 0% | 0 | 0 | 0 | 0 | 0 | 0 | 0 | 0 | 0 | 0 | 0 | 0 | 0 | 0 | 0 | 0 | 0 | 0 | 0 | 0
| Turbine User Group Meetings |  |  | 0 | 100% | 0% | 0 | 0 | 0 | 0 | 0 | 0 | 0 | 0 | 0 | 0 | 0 | 0 | 0 | 0 | 0 | 0 | 0 | 0 | 0 | 0
| Travel & Subsistence |  |  | 0 | 100% | 0% | 0 | 0 | 0 | 0 | 0 | 0 | 0 | 0 | 0 | 0 | 0 | 0 | 0 | 0 | 0 | 0 | 0 | 0 | 0 | 0
| 0 |  |  | 0 | 100% | 0% | 0 | 0 | 0 | 0 | 0 | 0 | 0 | 0 | 0 | 0 | 0 | 0 | 0 | 0 | 0 | 0 | 0 | 0 | 0 | 0
| 0 |  |  | 0 | 100% | 0% | 0 | 0 | 0 | 0 | 0 | 0 | 0 | 0 | 0 | 0 | 0 | 0 | 0 | 0 | 0 | 0 | 0 | 0 | 0 | 0
| 0 |  |  | 0 | 100% | 0% | 0 | 0 | 0 | 0 | 0 | 0 | 0 | 0 | 0 | 0 | 0 | 0 | 0 | 0 | 0 | 0 | 0 | 0 | 0 | 0
| 0 |  |  | 0 | 100% | 0% | 0 | 0 | 0 | 0 | 0 | 0 | 0 | 0 | 0 | 0 | 0 | 0 | 0 | 0 | 0 | 0 | 0 | 0 | 0 | 0
TOTAL TRAINING |  |  |  | 0 | #DIV/0! | #DIV/0! | 0 | 0 | 0 | 0 | 0 | 0 | 0 | 0 | 0 | 0 | 0 | 0 | 0 | 0 | 0 | 0 | 0 | 0 | 0 | 0
Budget Estimate (cont.) w/ Currency Breakout | [8 empty] | La Raisa A
|  |  |  | 87% | COMPONENTS |  | YEAR | 1 | YEAR | 2 | YEAR | 3 | YEAR | 4 | YEAR | 5 | YEAR | 6 | YEAR | 7 | YEAR | 8 | YEAR | 9 | YEAR | 10
|  |  |  | Capacity Tot. | US$ % | Foreign % | US$ | Foreign Curr | US$ | Foreign Curr | US$ | Foreign Curr | US$ | Foreign Curr | US$ | Foreign Curr | US$ | Foreign Curr | US$ | Foreign Curr | US$ | Foreign Curr | US$ | Foreign Curr | US$ | Foreign Curr
CONTRACT SERVICES
| Waste Removal (Haz, Non-Haz) |  |  | 7480 | 100% | 0% | 7480 | 0 | 8090.16 | 0 | 8262.8 | 0 | 8442.72 | 0 | 8629.92 | 0 | 8824.4 | 0 | 9027.2 | 0 | 9237.28 | 0 | 9456.72 | 0 | 9684.48 | 0
| Borescope Inspections |  |  | 16830 | 100% | 0% | 16830 | 0 | 18203.12 | 0 | 18592.08 | 0 | 18996.64 | 0 | 19417.84 | 0 | 19855.68 | 0 | 20311.2 | 0 | 20784.4 | 0 | 21277.36 | 0 | 21790.08 | 0
| Equipment Rental |  |  | 0 | 100% | 0% | 0 | 0 | 0 | 0 | 0 | 0 | 0 | 0 | 0 | 0 | 0 | 0 | 0 | 0 | 0 | 0 | 0 | 0 | 0 | 0
| Calibration (Meter & Gauge) |  |  | 1870 | 100% | 0% | 1870 | 0 | 2022.8 | 0 | 2066.48 | 0 | 2111.2 | 0 | 2158 | 0 | 2206.88 | 0 | 2257.84 | 0 | 2310.88 | 0 | 2366 | 0 | 2423.2 | 0
| Annual Switchgear Maintenance Inspections |  |  | 7480 | 100% | 0% | 7480 | 0 | 8090.16 | 0 | 8262.8 | 0 | 8442.72 | 0 | 8629.92 | 0 | 8824.4 | 0 | 9027.2 | 0 | 9237.28 | 0 | 9456.72 | 0 | 9684.48 | 0
| Electrical |  |  | 0 | 100% | 0% | 0 | 0 | 0 | 0 | 0 | 0 | 0 | 0 | 0 | 0 | 0 | 0 | 0 | 0 | 0 | 0 | 0 | 0 | 0 | 0
| Grounds Keeping |  |  | 0 | 100% | 0% | 0 | 0 | 0 | 0 | 0 | 0 | 0 | 0 | 0 | 0 | 0 | 0 | 0 | 0 | 0 | 0 | 0 | 0 | 0 | 0
| Boiler Inspection |  |  | 0 | 100% | 0% | 0 | 0 | 0 | 0 | 0 | 0 | 0 | 0 | 0 | 0 | 0 | 0 | 0 | 0 | 0 | 0 | 0 | 0 | 0 | 0
| Environmental Testing |  |  | 0 | 100% | 0% | 0 | 0 | 0 | 0 | 0 | 0 | 0 | 0 | 0 | 0 | 0 | 0 | 0 | 0 | 0 | 0 | 0 | 0 | 0 | 0
| Software Modifications & Upgrades |  |  | 0 | 100% | 0% | 0 | 0 | 0 | 0 | 0 | 0 | 0 | 0 | 0 | 0 | 0 | 0 | 0 | 0 | 0 | 0 | 0 | 0 | 0 | 0
| Chillers |  |  | 0 | 100% | 0% | 0 | 0 | 0 | 0 | 0 | 0 | 0 | 0 | 0 | 0 | 0 | 0 | 0 | 0 | 0 | 0 | 0 | 0 | 0 | 0
| Site Security |  |  | 0 | 100% | 0% | 0 | 0 | 0 | 0 | 0 | 0 | 0 | 0 | 0 | 0 | 0 | 0 | 0 | 0 | 0 | 0 | 0 | 0 | 0 | 0
| Fire Systems |  |  | 0 | 100% | 0% | 0 | 0 | 0 | 0 | 0 | 0 | 0 | 0 | 0 | 0 | 0 | 0 | 0 | 0 | 0 | 0 | 0 | 0 | 0 | 0
| Oil Analysis |  |  | 7044 | 100% | 0% | 7044 | 0 | 7619.04 | 0 | 7879.04 | 0 | 8149.44 | 0 | 8430.24 | 0 | 8722.48 | 0 | 9026.16 | 0 | 9342.32 | 0 | 9670.96 | 0 | 10013.12 | 0
| CEMS |  |  | 5000 | 100% | 0% | 5000 | 0 | 5408 | 0 | 5624.32 | 0 | 5848.96 | 0 | 6082.96 | 0 | 6326.32 | 0 | 6579.04 | 0 | 6842.16 | 0 | 7115.68 | 0 | 7400.64 | 0
| Fuel Analysis |  |  | 6000 | 100% | 0% | 6000 | 0 | 6489.6 | 0 | 6749.6 | 0 | 7020 | 0 | 7300.8 | 0 | 7593.04 | 0 | 7896.72 | 0 | 8212.88 | 0 | 8541.52 | 0 | 8883.68 | 0
| Transportation for Employees |  |  | 20000 | 100% | 0% | 20000 | 0 | 21632 | 0 | 22497.28 | 0 | 23396.88 | 0 | 24332.88 | 0 | 25306.32 | 0 | 26318.24 | 0 | 27370.72 | 0 | 28465.84 | 0 | 29604.64 | 0
| 0 |  |  | 0 | 100% | 0% | 0 | 0 | 0 | 0 | 0 | 0 | 0 | 0 | 0 | 0 | 0 | 0 | 0 | 0 | 0 | 0 | 0 | 0 | 0 | 0
TOTAL CONTRACT SERVICES |  |  |  | 71704 | 100% | 0% | 71704 | 0 | 77554.88 | 0 | 79934.4 | 0 | 82408.56 | 0 | 84982.56 | 0 | 87659.52 | 0 | 90443.6 | 0 | 93337.92 | 0 | 96350.8 | 0 | 99484.32 | 0
| Miscellaneous Operating Expense |  |  | 13620.2993 | 100% | 0% | 13620.2993 | 0 | 14731.7157 | 0 | 15320.9843 | 0 | 15933.8237 | 0 | 16571.1766 | 0 | 17234.0237 | 0 | 17923.3846 | 0 | 18640.32 | 0 | 19385.9328 | 0 | 20161.3702 | 0
TOTAL OPERATING EXPENSE |  |  |  | 268348.2993 | 100% | 0% | 268348.2993 | 0 | 290243.3157 | 0 | 298098.0243 | 0 | 306264.3837 | 0 | 314758.9366 | 0 | 323590.9837 | 0 | 332778.1846 | 0 | 342328.88 | 0 | 352269.1328 | 0 | 362606.3302 | 0
MAINTENANCE AND MINOR REPAIR
| Gas Turbine and Auxiliaries |  |  | 79470 | 100% | 0% | 79470 | 0 | 85954.96 | 0 | 86343.92 | 0 | 86748.48 | 0 | 87169.68 | 0 | 87607.52 | 0 | 88063.04 | 0 | 88536.24 | 0 | 89029.2 | 0 | 89541.92 | 0
| Steam Turbine and Auxiliaries |  |  | 0 | 100% | 0% | 0 | 0 | 0 | 0 | 0 | 0 | 0 | 0 | 0 | 0 | 0 | 0 | 0 | 0 | 0 | 0 | 0 | 0 | 0 | 0
| HRSG / Steam Distribution System |  |  | 0 | 80% | 20% | 0 | 0 | 0 | 0 | 0 | 0 | 0 | 0 | 0 | 0 | 0 | 0 | 0 | 0 | 0 | 0 | 0 | 0 | 0 | 0
| Control System |  |  | 22075 | 100% | 0% | 22075 | 0 | 23876.32 | 0 | 23984.48 | 0 | 24096.8 | 0 | 24213.28 | 0 | 24334.96 | 0 | 24461.84 | 0 | 24593.92 | 0 | 24731.2 | 0 | 24873.68 | 0
| Fuel Distribution System |  |  | 6623 | 100% | 0% | 6623 | 0 | 7162.48 | 0 | 7194.72 | 0 | 7228 | 0 | 7263.36 | 0 | 7299.76 | 0 | 7337.2 | 0 | 7376.72 | 0 | 7417.28 | 0 | 7459.92 | 0
| Air Compressor, Air Distribution System, & Hydraulics |  |  | 7064 | 100% | 0% | 7064 | 0 | 7640.88 | 0 | 7675.2 | 0 | 7711.6 | 0 | 7749.04 | 0 | 7787.52 | 0 | 7828.08 | 0 | 7869.68 | 0 | 7913.36 | 0 | 7959.12 | 0
| Fuel Storage & Handling |  |  | 4383 | 0% | 100% | 0 | 4383 | 0 | 4740.32 | 0 | 4750.72 | 0 | 4762.16 | 0 | 4773.6 | 0 | 4786.08 | 0 | 4798.56 | 0 | 4812.08 | 0 | 4825.6 | 0 | 4840.16
| Water Treatment Systems |  |  | 5298 | 50% | 50% | 2649 | 2649 | 2865.2 | 2865.2 | 2878.2 | 2878.2 | 2891.72 | 2891.72 | 2905.76 | 2905.76 | 2920.32 | 2920.32 | 2935.4 | 2935.4 | 2951 | 2951 | 2967.64 | 2967.64 | 2984.8 | 2984.8
| Water Supply Systems |  |  | 3091 | 10% | 90% | 309.1 | 2781.9 | 334.256 | 3008.304 | 335.816 | 3022.344 | 337.376 | 3036.384 | 339.04 | 3051.36 | 340.704 | 3066.336 | 342.472 | 3082.248 | 344.344 | 3099.096 | 346.216 | 3115.944 | 348.192 | 3133.728
| Cooling Water System |  |  | 0 | 90% | 10% | 0 | 0 | 0 | 0 | 0 | 0 | 0 | 0 | 0 | 0 | 0 | 0 | 0 | 0 | 0 | 0 | 0 | 0 | 0 | 0
| Security & Alarms |  |  | 0 | 0% | 100% | 0 | 0 | 0 | 0 | 0 | 0 | 0 | 0 | 0 | 0 | 0 | 0 | 0 | 0 | 0 | 0 | 0 | 0 | 0 | 0
| Fire Fighting Systems |  |  | 0 | 100% | 0% | 0 | 0 | 0 | 0 | 0 | 0 | 0 | 0 | 0 | 0 | 0 | 0 | 0 | 0 | 0 | 0 | 0 | 0 | 0 | 0
| Valve Maintenance/Replacement |  |  | 442 | 50% | 50% | 221 | 221 | 238.68 | 238.68 | 239.72 | 239.72 | 240.76 | 240.76 | 241.8 | 241.8 | 242.84 | 242.84 | 243.88 | 243.88 | 244.92 | 244.92 | 246.48 | 246.48 | 248.04 | 248.04
| Boiler Feedwater Pump/Feed & Condensate System |  |  | 0 | 70% | 30% | 0 | 0 | 0 | 0 | 0 | 0 | 0 | 0 | 0 | 0 | 0 | 0 | 0 | 0 | 0 | 0 | 0 | 0 | 0 | 0
| Other Major Pumps & Motors |  |  | 1766 | 100% | 0% | 1766 | 0 | 1910.48 | 0 | 1918.8 | 0 | 1928.16 | 0 | 1937.52 | 0 | 1946.88 | 0 | 1957.28 | 0 | 1967.68 | 0 | 1979.12 | 0 | 1990.56 | 0
| Air Inlet Systems |  |  | 0 | 100% | 0% | 0 | 0 | 0 | 0 | 0 | 0 | 0 | 0 | 0 | 0 | 0 | 0 | 0 | 0 | 0 | 0 | 0 | 0 | 0 | 0
| Electrical Distribution |  |  | 3532 | 0% | 100% | 0 | 3532 | 0 | 3819.92 | 0 | 3837.6 | 0 | 3855.28 | 0 | 3874 | 0 | 3893.76 | 0 | 3913.52 | 0 | 3934.32 | 0 | 3956.16 | 0 | 3979.04
| Shop Equipment |  |  | 1766 | 0% | 100% | 0 | 1766 | 0 | 1910.48 | 0 | 1918.8 | 0 | 1928.16 | 0 | 1937.52 | 0 | 1946.88 | 0 | 1957.28 | 0 | 1967.68 | 0 | 1979.12 | 0 | 1990.56
| Blackstart System |  |  | 0 | 0% | 100% | 0 | 0 | 0 | 0 | 0 | 0 | 0 | 0 | 0 | 0 | 0 | 0 | 0 | 0 | 0 | 0 | 0 | 0 | 0 | 0
| Continuous Emissions Monitoring System |  |  | 0 | 0% | 100% | 0 | 0 | 0 | 0 | 0 | 0 | 0 | 0 | 0 | 0 | 0 | 0 | 0 | 0 | 0 | 0 | 0 | 0 | 0 | 0
| SCR |  |  | 0 | 100% | 0% | 0 | 0 | 0 | 0 | 0 | 0 | 0 | 0 | 0 | 0 | 0 | 0 | 0 | 0 | 0 | 0 | 0 | 0 | 0 | 0
| 0 |  |  | 0 | 0% | 100% | 0 | 0 | 0 | 0 | 0 | 0 | 0 | 0 | 0 | 0 | 0 | 0 | 0 | 0 | 0 | 0 | 0 | 0 | 0 | 0
| Miscellaneous Maintenance Expense |  | 5% | 7675 | 100% | 0% | 7675 | 0 | 8301.28 | 0 | 8633.04 | 0 | 8978.32 | 0 | 9337.12 | 0 | 9710.48 | 0 | 10098.4 | 0 | 10501.92 | 0 | 10922.08 | 0 | 11358.88 | 0
SUBTOTAL |  |  |  | 143185 | 89.29% | 10.71% | 127852.1 | 15332.9 | 138284.536 | 16582.904 | 139203.896 | 16647.384 | 140161.216 | 16714.464 | 141156.6 | 16784.04 | 142190.984 | 16856.216 | 143267.592 | 16930.888 | 144386.424 | 17009.096 | 145552.576 | 17090.944 | 146765.112 | 17176.328
[13 empty] | 0 |  | 0 |  | 0 |  | 0 |  | 0 |  | 0 |  | 0
LTSA COST |  |  |  | 0 | 0% | 100% | 0 | 0 | 0 | 0 | 0 | 0 | 0 | 0 | 0 | 0 | 0 | 0 | 0 | 0 | 0 | 0 | 0 | 0 | 0 | 0
(SEE LTSA) |  | 0
TOTAL MAINTENANCE EXPENSE |  |  |  | 143185 | 89.29% | 10.71% | 127852.1 | 15332.9 | 138284.536 | 16582.904 | 139203.896 | 16647.384 | 140161.216 | 16714.464 | 141156.6 | 16784.04 | 142190.984 | 16856.216 | 143267.592 | 16930.888 | 144386.424 | 17009.096 | 145552.576 | 17090.944 | 146765.112 | 17176.328
TOTAL MATERIAL AND SERVICE COSTS |  |  |  | 411533.2993 |  |  | 396200.3993 | 15332.9 | 428527.8517 | 16582.904 | 437301.9203 | 16647.384 | 446425.5997 | 16714.464 | 455915.5366 | 16784.04 | 465781.9677 | 16856.216 | 476045.7766 | 16930.888 | 486715.304 | 17009.096 | 497821.7088 | 17090.944 | 509371.4422 | 17176.328
HANDLING CHARGE |  | 15% |  | 61729.9949 |  |  | 59430.0599 | 2299.935 | 64279.1778 | 2487.4356 | 65595.288 | 2497.1076 | 66963.84 | 2507.1696 | 68387.3305 | 2517.606 | 69867.2952 | 2528.4324 | 71406.8665 | 2539.6332 | 73007.2956 | 2551.3644 | 74673.2563 | 2563.6416 | 76405.7163 | 2576.4492
(on materials & services cost less sched maint reserve)
OPERATOR MANAGEMENT FEE BEFORE TAX |  |  |  | 1000000 | 100% | 0% | 1000000 | 0 | 1081600 | 0 | 1124864 | 0 | 1169858.56 | 0 | 1216653.36 | 0 | 1265319.12 | 0 | 1315931.76 | 0 | 1368569.28 | 0 | 1423311.76 | 0 | 1480244.48 | 0
Foreign Tax Adj. (65% of Rate) |  |  |  | 242236 | 100% | 0% | 242236 | 0 | 262002 | 0 | 272482.08 | 0 | 283381.28 | 0 | 294716.24 | 0 | 306504.64 | 0 | 318765.2 | 0 | 331515.6 | 0 | 344776.64 | 0 | 358568.08 | 0
TOTAL ADJUSTED OPERATOR FEE |  |  |  | 1242236 | 100% | 0% | 1242236 | 0 | 1343602 | 0 | 1397346.08 | 0 | 1453239.84 | 0 | 1511369.6 | 0 | 1571823.76 | 0 | 1634696.96 | 0 | 1700084.88 | 0 | 1768088.4 | 0 | 1838812.56 | 0
Insurance, Duties, Nationalization, & Freight
| Operator Maintained Insurance |  |  | #VALUE! | 100% | 0% | #VALUE! | #VALUE! | #VALUE! | #VALUE! | #VALUE! | #VALUE! | #VALUE! | #VALUE! | #VALUE! | #VALUE! | #VALUE! | #VALUE! | #VALUE! | #VALUE! | #VALUE! | #VALUE! | #VALUE! | #VALUE! | #VALUE! | #VALUE!
| Duties & Nationalization(if "0" then they are not included) |  |  | 42860.176 | 0% | 100% | 0 | 42860.176 | 0 | 46357.193 | 0 | 46988.3482 | 0 | 47644.713 | 0 | 48327.3024 | 0 | 49036.7654 | 0 | 49775.1155 | 0 | 50542.3526 | 0 | 51341.289 | 0 | 52172.1075
| Freight (if "0" then it is not included) |  |  | 27554.255 | 48.61% | 51.39% | 13393.805 | 14160.45 | 14486.6228 | 15315.768 | 14683.8588 | 15516.228 | 14888.9728 | 15724.696 | 15102.282 | 15941.484 | 15323.9892 | 16166.8 | 15554.7236 | 16401.268 | 15794.4852 | 16644.94 | 16044.1528 | 16898.7 | 16303.7836 | 17162.6
TOTAL INSURANCE, DUTIES, NATIONALIZATION & FREIGHT |  |  |  | #VALUE! | 0% | 100% | #VALUE! | #VALUE! | #VALUE! | #VALUE! | #VALUE! | #VALUE! | #VALUE! | #VALUE! | #VALUE! | #VALUE! | #VALUE! | #VALUE! | #VALUE! | #VALUE! | #VALUE! | #VALUE! | #VALUE! | #VALUE! | #VALUE! | #VALUE!
Miscellaneous Costs & Credits
| G&A Fee |  |  | 0 | 100% | 0% | 0 | 0 | 0 | 0 | 0 | 0 | 0 | 0 | 0 | 0 | 0 | 0 | 0 | 0 | 0 | 0 | 0 | 0 | 0 | 0
| Other |  |  | 0 | 100% | 0% | 0 | 0 | 0 | 0 | 0 | 0 | 0 | 0 | 0 | 0 | 0 | 0 | 0 | 0 | 0 | 0 | 0 | 0 | 0 | 0
| Warrantee Credit for First Year |  | 0% | 0 | 100% | 0% | 0 | 0 | 0 | 0 | 0 | 0 | 0 | 0 | 0 | 0 | 0 | 0 | 0 | 0 | 0 | 0 | 0 | 0 | 0 | 0
| Other |  |  | 0 | 100% | 0% | 0 | 0 | 0 | 0 | 0 | 0 | 0 | 0 | 0 | 0 | 0 | 0 | 0 | 0 | 0 | 0 | 0 | 0 | 0 | 0
TOTAL MISCELLANEOUS COSTS & CREDITS |  |  |  | #VALUE! | #VALUE! | #VALUE! | 0 | 0 | 0 | 0 | 0 | 0 | 0 | 0 | 0 | 0 | 0 | 0 | 0 | 0 | 0 | 0 | 0 | 0 | 0 | 0
COMPONENT TOTALS | [6 empty] | #VALUE! | #VALUE! | #VALUE! | #VALUE! | #VALUE! | #VALUE! | #VALUE! | #VALUE! | #VALUE! | #VALUE! | #VALUE! | #VALUE! | #VALUE! | #VALUE! | #VALUE! | #VALUE! | #VALUE! | #VALUE! | #VALUE! | #VALUE!
COMPONENT PERCENTAGES OF COMBINED TOTAL | [6 empty] | #VALUE! | #VALUE! | #VALUE! | #VALUE! | #VALUE! | #VALUE! | #VALUE! | #VALUE! | #VALUE! | #VALUE! | #VALUE! | #VALUE! | #VALUE! | #VALUE! | #VALUE! | #VALUE! | #VALUE! | #VALUE! | #VALUE! | #VALUE!
TOTAL O&M COSTS AT CAPACITY |  |  | 87% |  |  |  | #VALUE! |  | #VALUE! |  | #VALUE! |  | #VALUE! |  | #VALUE! |  | #VALUE! |  | #VALUE! |  | #VALUE! |  | #VALUE! |  | #VALUE!
[7 empty] | #VALUE! |  | #VALUE! |  | #VALUE! |  | #VALUE! |  | #VALUE! |  | #VALUE! |  | #VALUE! |  | #VALUE! |  | #VALUE! |  | #VALUE!
[7 empty] | #VALUE! |  | #VALUE! |  | #VALUE! |  | #VALUE! |  | #VALUE! |  | #VALUE! |  | #VALUE! |  | #VALUE! |  | #VALUE! |  | #VALUE!

## Mob
Facility Mobilization Costs | [13 empty] | La Raisa A
Labor Category Codes: 0-National, 1-Expat |  | EAD means the Estimated Acceptance Date
LABOR COSTS | [5 empty] | 2008-06-01 | 2008-07-01 | 2008-08-01 | 2008-09-01 | 2008-10-01 | 2008-11-01 | 2008-12-01 | 2009-01-01 | 2009-02-01 | 2009-03-01 | 2009-04-01 | 2009-05-01 | 2009-06-01 | 2009-07-01 | 2009-08-01 | 2009-09-01 | 2010-10-02 |  | ANNUAL
| ANNUAL | LABOR | CATEGORY | MONTH | MONTH | -14 | -13 | -12 | -11 | -10 | -9 | -8 | -7 | -6 | -5 | -4 | -3 | -2 | -1 | 1 | 2 | 3 | TOTALS | STRAIGHT | -14 | -13 | -12 | -11 | -10 | -9 | -8 | -7 | -6 | -5 | -4 | -3 | -2 | -1 | 1 | 2 | 3 | TOTALS
| SALARY & OT | CATEGORY | TOTAL | -EAD | +EAD | EAD-14 | EAD-13 | EAD-12 | EAD-11 | EAD-10 | EAD-9 | EAD-8 | EAD-7 | EAD-6 | EAD-5 | EAD-4 | EAD-3 | EAD-2 | EAD-1 | EAD+1 | EAD+2 | EAD+3 |  | TIME WAGE | EAD-14C | EAD-13C | EAD-12C | EAD-11C | EAD-10C | EAD-9C | EAD-8C | EAD-7C | EAD-6C | EAD-5C | EAD-4C | EAD-3C | EAD-2C | EAD-1C | EAD+1C | EAD+2C | EAD+3C
Plant Manager | 85000 | 0 | 1 | 2 | 0 | 0 | 0 | 0 | 0 | 0 | 0 | 0 | 0 | 0 | 0 | 0 | 0 | 7083.3333 | 7083.3333 | 0 | 0 | 0 | 14166.6667 | 85000 | 0 | 0 | 0 | 0 | 0 | 0 | 0 | 0 | 0 | 0 | 0 | 0 | 7083.3333 | 7083.3333 | 0 | 0 | 0 | 14166.6667
Assistant Plant Manager | 60000 | 0 | 0 | 1 | 0 | 0 | 0 | 0 | 0 | 0 | 0 | 0 | 0 | 0 | 0 | 0 | 0 | 0 | 0 | 0 | 0 | 0 | 0 | 60000 | 0 | 0 | 0 | 0 | 0 | 0 | 0 | 0 | 0 | 0 | 0 | 0 | 0 | 0 | 0 | 0 | 0 | 0
Shift Supervisor | 39200 | 0 | 4 | 1 | 0 | 0 | 0 | 0 | 0 | 0 | 0 | 0 | 0 | 0 | 0 | 0 | 0 | 0 | 13066.6667 | 0 | 0 | 0 | 13066.6667 | 37800 | 0 | 0 | 0 | 0 | 0 | 0 | 0 | 0 | 0 | 0 | 0 | 0 | 0 | 12600 | 0 | 0 | 0 | 12600
Operator | 22400 | 0 | 4 | 1 | 0 | 0 | 0 | 0 | 0 | 0 | 0 | 0 | 0 | 0 | 0 | 0 | 0 | 0 | 7466.6667 | 0 | 0 | 0 | 7466.6667 | 21600 | 0 | 0 | 0 | 0 | 0 | 0 | 0 | 0 | 0 | 0 | 0 | 0 | 0 | 7200 | 0 | 0 | 0 | 7200
Instrument & Electrical Technician | 35840 | 0 | 2 | 1 | 0 | 0 | 0 | 0 | 0 | 0 | 0 | 0 | 0 | 0 | 0 | 0 | 0 | 0 | 5973.3333 | 0 | 0 | 0 | 5973.3333 | 34560 | 0 | 0 | 0 | 0 | 0 | 0 | 0 | 0 | 0 | 0 | 0 | 0 | 0 | 5760 | 0 | 0 | 0 | 5760
Maintenance Mechanic | 33600 | 0 | 2 | 1 | 0 | 0 | 0 | 0 | 0 | 0 | 0 | 0 | 0 | 0 | 0 | 0 | 0 | 0 | 5600 | 0 | 0 | 0 | 5600 | 32400 | 0 | 0 | 0 | 0 | 0 | 0 | 0 | 0 | 0 | 0 | 0 | 0 | 0 | 5400 | 0 | 0 | 0 | 5400
EXPAT I&C | 104500 | 0 | 0 | 1 | 0 | 0 | 0 | 0 | 0 | 0 | 0 | 0 | 0 | 0 | 0 | 0 | 0 | 0 | 0 | 0 | 0 | 0 | 0 | 103000 | 0 | 0 | 0 | 0 | 0 | 0 | 0 | 0 | 0 | 0 | 0 | 0 | 0 | 0 | 0 | 0 | 0 | 0
Administration | 27600 | 0 | 1 | 1 | 0 | 0 | 0 | 0 | 0 | 0 | 0 | 0 | 0 | 0 | 0 | 0 | 0 | 0 | 2300 | 0 | 0 | 0 | 2300 | 26400 | 0 | 0 | 0 | 0 | 0 | 0 | 0 | 0 | 0 | 0 | 0 | 0 | 0 | 2200 | 0 | 0 | 0 | 2200
0 | 0 | 0 | 0 | 1 | 0 | 0 | 0 | 0 | 0 | 0 | 0 | 0 | 0 | 0 | 0 | 0 | 0 | 0 | 0 | 0 | 0 | 0 | 0 | 0 | 0 | 0 | 0 | 0 | 0 | 0 | 0 | 0 | 0 | 0 | 0 | 0 | 0 | 0 | 0 | 0 | 0 | 0
0 | 0 | 0 | 0 | 0 | 0 | 0 | 0 | 0 | 0 | 0 | 0 | 0 | 0 | 0 | 0 | 0 | 0 | 0 | 0 | 0 | 0 | 0 | 0 | 0 | 0 | 0 | 0 | 0 | 0 | 0 | 0 | 0 | 0 | 0 | 0 | 0 | 0 | 0 | 0 | 0 | 0 | 0
0 | 0 | 0 | 0 | 0 | 0 | 0 | 0 | 0 | 0 | 0 | 0 | 0 | 0 | 0 | 0 | 0 | 0 | 0 | 0 | 0 | 0 | 0 | 0 | 0 | 0 | 0 | 0 | 0 | 0 | 0 | 0 | 0 | 0 | 0 | 0 | 0 | 0 | 0 | 0 | 0 | 0 | 0
0 | 0 | 0 | 0 | 0 | 0 | 0 | 0 | 0 | 0 | 0 | 0 | 0 | 0 | 0 | 0 | 0 | 0 | 0 | 0 | 0 | 0 | 0 | 0 | 0 | 0 | 0 | 0 | 0 | 0 | 0 | 0 | 0 | 0 | 0 | 0 | 0 | 0 | 0 | 0 | 0 | 0 | 0
0 | 0 | 0 | 0 | 0 | 0 | 0 | 0 | 0 | 0 | 0 | 0 | 0 | 0 | 0 | 0 | 0 | 0 | 0 | 0 | 0 | 0 | 0 | 0 | 0 | 0 | 0 | 0 | 0 | 0 | 0 | 0 | 0 | 0 | 0 | 0 | 0 | 0 | 0 | 0 | 0 | 0 | 0
0 | 0 | 0 | 0 | 1 | 0 | 0 | 0 | 0 | 0 | 0 | 0 | 0 | 0 | 0 | 0 | 0 | 0 | 0 | 0 | 0 | 0 | 0 | 0 | 0 | 0 | 0 | 0 | 0 | 0 | 0 | 0 | 0 | 0 | 0 | 0 | 0 | 0 | 0 | 0 | 0 | 0 | 0
0 | 0 | 0 | 0 | 0 | 0 | 0 | 0 | 0 | 0 | 0 | 0 | 0 | 0 | 0 | 0 | 0 | 0 | 0 | 0 | 0 | 0 | 0 | 0 | 0 | 0 | 0 | 0 | 0 | 0 | 0 | 0 | 0 | 0 | 0 | 0 | 0 | 0 | 0 | 0 | 0 | 0 | 0
0 | 0 | 0 | 0 | 0 | 0 | 0 | 0 | 0 | 0 | 0 | 0 | 0 | 0 | 0 | 0 | 0 | 0 | 0 | 0 | 0 | 0 | 0 | 0 | 0 | 0 | 0 | 0 | 0 | 0 | 0 | 0 | 0 | 0 | 0 | 0 | 0 | 0 | 0 | 0 | 0 | 0 | 0
0 | 0 | 0 | 0 | 0 | 0 | 0 | 0 | 0 | 0 | 0 | 0 | 0 | 0 | 0 | 0 | 0 | 0 | 0 | 0 | 0 | 0 | 0 | 0 | 0 | 0 | 0 | 0 | 0 | 0 | 0 | 0 | 0 | 0 | 0 | 0 | 0 | 0 | 0 | 0 | 0 | 0 | 0
0 | 0 | 0 | 0 | 0 | 0 | 0 | 0 | 0 | 0 | 0 | 0 | 0 | 0 | 0 | 0 | 0 | 0 | 0 | 0 | 0 | 0 | 0 | 0 | 0 | 0 | 0 | 0 | 0 | 0 | 0 | 0 | 0 | 0 | 0 | 0 | 0 | 0 | 0 | 0 | 0 | 0 | 0
0 | 0 | 0 | 0 | 0 | 0 | 0 | 0 | 0 | 0 | 0 | 0 | 0 | 0 | 0 | 0 | 0 | 0 | 0 | 0 | 0 | 0 | 0 | 0 | 0 | 0 | 0 | 0 | 0 | 0 | 0 | 0 | 0 | 0 | 0 | 0 | 0 | 0 | 0 | 0 | 0 | 0 | 0
0 | 0 | 0 | 0 | 0 | 0 | 0 | 0 | 0 | 0 | 0 | 0 | 0 | 0 | 0 | 0 | 0 | 0 | 0 | 0 | 0 | 0 | 0 | 0 | 0 | 0 | 0 | 0 | 0 | 0 | 0 | 0 | 0 | 0 | 0 | 0 | 0 | 0 | 0 | 0 | 0 | 0 | 0
0 | 0 | 0 | 0 | 0 | 0 | 0 | 0 | 0 | 0 | 0 | 0 | 0 | 0 | 0 | 0 | 0 | 0 | 0 | 0 | 0 | 0 | 0 | 0 | 0 | 0 | 0 | 0 | 0 | 0 | 0 | 0 | 0 | 0 | 0 | 0 | 0 | 0 | 0 | 0 | 0 | 0 | 0
0 | 0 | 0 | 0 | 0 | 0 | 0 | 0 | 0 | 0 | 0 | 0 | 0 | 0 | 0 | 0 | 0 | 0 | 0 | 0 | 0 | 0 | 0 | 0 | 0 | 0 | 0 | 0 | 0 | 0 | 0 | 0 | 0 | 0 | 0 | 0 | 0 | 0 | 0 | 0 | 0 | 0 | 0
0 | 0 | 0 | 0 | 0 | 0 | 0 | 0 | 0 | 0 | 0 | 0 | 0 | 0 | 0 | 0 | 0 | 0 | 0 | 0 | 0 | 0 | 0 | 0 | 0 | 0 | 0 | 0 | 0 | 0 | 0 | 0 | 0 | 0 | 0 | 0 | 0 | 0 | 0 | 0 | 0 | 0 | 0
0 | 0 | 0 | 0 | 0 | 0 | 0 | 0 | 0 | 0 | 0 | 0 | 0 | 0 | 0 | 0 | 0 | 0 | 0 | 0 | 0 | 0 | 0 | 0 | 0 | 0 | 0 | 0 | 0 | 0 | 0 | 0 | 0 | 0 | 0 | 0 | 0 | 0 | 0 | 0 | 0 | 0 | 0
DIRECT LABOR COST | [5 empty] | 0 | 0 | 0 | 0 | 0 | 0 | 0 | 0 | 0 | 0 | 0 | 0 | 7083.3333 | 41490 | 0 | 0 | 0 | 48573.3333 | TOTAL | 0 | 0 | 0 | 0 | 0 | 0 | 0 | 0 | 0 | 0 | 0 | 0 | 7083.3333 | 40243.3333 | 0 | 0 | 0 | 47326.6667
Expatriate Benefits |  |  | 120.9% |  |  | 0 | 0 | 0 | 0 | 0 | 0 | 0 | 0 | 0 | 0 | 0 | 0 | 0 | 0 | 0 | 0 | 0 | 0 | Expat Mob Items
National Benefits |  |  | 70% |  |  | 0 | 0 | 0 | 0 | 0 | 0 | 0 | 0 | 0 | 0 | 0 | 0 | 4958.3333 | 28170.3333 | 0 | 0 | 0 | 33128.6667 | ANNUAL
G&A (on straight time only) |  |  | 15% |  |  | 0 | 0 | 0 | 0 | 0 | 0 | 0 | 0 | 0 | 0 | 0 | 0 | 1062.5 | 6036.5 | 0 | 0 | 0 | 7099 | STRAIGHT | -14 | -13 | -12 | -11 | -10 | -9 | -8 | -7 | -6 | -5 | -4 | -3 | -2 | -1 | 1 | 2 | 3
[24 empty] | TIME WAGE | EAD-14C | EAD-13C | EAD-12C | EAD-11C | EAD-10C | EAD-9C | EAD-8C | EAD-7C | EAD-6C | EAD-5C | EAD-4C | EAD-3C | EAD-2C | EAD-1C | EAD+1C | EAD+2C | EAD+3C
TOTAL FACILITY LABOR | [5 empty] | 0 | 0 | 0 | 0 | 0 | 0 | 0 | 0 | 0 | 0 | 0 | 0 | 13104.1667 | 75696.8333 | 0 | 0 | 0 | 88801 | 85000 | 0 | 0 | 0 | 0 | 0 | 0 | 0 | 0 | 0 | 0 | 0 | 0 | 0 | 0 | 0 | 0 | 0
[24 empty] | 60000 | 0 | 0 | 0 | 0 | 0 | 0 | 0 | 0 | 0 | 0 | 0 | 0 | 0 | 0 | 0 | 0 | 0
SUPPORT TECHNICIANS |  | # OF TECHS. | MOB. AMT | -EAD | +EAD | [18 empty] | 37800 | 0 | 0 | 0 | 0 | 0 | 0 | 0 | 0 | 0 | 0 | 0 | 0 | 0 | 0 | 0 | 0 | 0
3000 |  | 1 | 700 | 2 | 1 | 0 | 0 | 0 | 0 | 0 | 0 | 0 | 0 | 0 | 0 | 0 | 0 | 21000 | 21000 | 21000 | 0 | 0 | 63000 | 21600 | 0 | 0 | 0 | 0 | 0 | 0 | 0 | 0 | 0 | 0 | 0 | 0 | 0 | 0 | 0 | 0 | 0
Travel per Support Tech. from Home Base to Facility (Round-trip) |  | 1 | 5000 | 2 | 1 | 0 | 0 | 0 | 0 | 0 | 0 | 0 | 0 | 0 | 0 | 0 | 0 | 5000 | 5000 | 5000 | 0 | 0 | 15000 | 34560 | 0 | 0 | 0 | 0 | 0 | 0 | 0 | 0 | 0 | 0 | 0 | 0 | 0 | 0 | 0 | 0 | 0
TOTAL SUPPORT TECHNICIAN COST | [5 empty] | 0 | 0 | 0 | 0 | 0 | 0 | 0 | 0 | 0 | 0 | 0 | 0 | 26000 | 26000 | 26000 | 0 | 0 | 78000 | 32400 | 0 | 0 | 0 | 0 | 0 | 0 | 0 | 0 | 0 | 0 | 0 | 0 | 0 | 0 | 0 | 0 | 0
[24 empty] | 103000 | 0 | 0 | 0 | 0 | 0 | 0 | 0 | 0 | 0 | 0 | 0 | 0 | 0 | 0 | 0 | 0 | 0
REGIONAL PERSONNEL |  | INITIAL | MOB. AMT | -EAD | +EAD | [18 empty] | 26400 | 0 | 0 | 0 | 0 | 0 | 0 | 0 | 0 | 0 | 0 | 0 | 0 | 0 | 0 | 0 | 0 | 0
Data Processing |  | 0 | 1000 | 2 | 0 | 0 | 0 | 0 | 0 | 0 | 0 | 0 | 0 | 0 | 0 | 0 | 0 | 1000 | 1000 | 0 | 0 | 0 | 2000 | 0 | 0 | 0 | 0 | 0 | 0 | 0 | 0 | 0 | 0 | 0 | 0 | 0 | 0 | 0 | 0 | 0 | 0
Administrative |  | N/C | 0 | 0 | 0 | N/C | N/C | N/C | N/C | N/C | N/C | N/C | N/C | N/C | N/C | N/C | N/C | N/C | N/C | N/C | N/C | N/C | #VALUE! | 0 | 0 | 0 | 0 | 0 | 0 | 0 | 0 | 0 | 0 | 0 | 0 | 0 | 0 | 0 | 0 | 0 | 0
Project Engineers |  | 7500 | 0 | 0 | 0 | 0 | 0 | 0 | 0 | 0 | 0 | 0 | 0 | 0 | 0 | 0 | 0 | 0 | 0 | N/C | N/C | N/C | 7500 | 0 | 0 | 0 | 0 | 0 | 0 | 0 | 0 | 0 | 0 | 0 | 0 | 0 | 0 | 0 | 0 | 0 | 0
TOTAL REGIONAL PERSONNEL |  | 7500 |  |  |  | 0 | 0 | 0 | 0 | 0 | 0 | 0 | 0 | 0 | 0 | 0 | 0 | 1000 | 1000 | 0 | 0 | 0 | 9500 | 0 | 0 | 0 | 0 | 0 | 0 | 0 | 0 | 0 | 0 | 0 | 0 | 0 | 0 | 0 | 0 | 0 | 0
[24 empty] | 0 | 0 | 0 | 0 | 0 | 0 | 0 | 0 | 0 | 0 | 0 | 0 | 0 | 0 | 0 | 0 | 0 | 0
HIRING AND RELOCATION COSTS |  | INITIAL | MOB. AMT | -EAD | +EAD | [17 empty] | TOTALS | 0 | 0 | 0 | 0 | 0 | 0 | 0 | 0 | 0 | 0 | 0 | 0 | 0 | 0 | 0 | 0 | 0 | 0
Employee Hiring |  | 5000 | 5000 |  |  | #VALUE! | 0 | 0 | 0 | 0 | 0 | 0 | 0 | 0 | 0 | 0 | 0 | 0 | 0 | 0 | 0 | 0 | #VALUE! | 0 | 0 | 0 | 0 | 0 | 0 | 0 | 0 | 0 | 0 | 0 | 0 | 0 | 0 | 0 | 0 | 0 | 0
Employee Relocation |  | 5000 | 10000 |  |  | #VALUE! | 0 | 0 | 0 | 0 | 0 | 0 | 0 | 0 | 0 | 0 | 0 | 0 | 0 | 0 | 0 | 0 | #VALUE! | 0 | 0 | 0 | 0 | 0 | 0 | 0 | 0 | 0 | 0 | 0 | 0 | 0 | 0 | 0 | 0 | 0 | 0
Employee Training & Travel |  | 5000 | 4000 | 2 | 0 | 0 | 0 | 0 | 0 | 0 | 0 | 0 | 0 | 0 | 0 | 0 | 0 | 4000 | 4000 | 0 | 0 | 0 | 13000 | 0 | 0 | 0 | 0 | 0 | 0 | 0 | 0 | 0 | 0 | 0 | 0 | 0 | 0 | 0 | 0 | 0 | 0
Employee Visas |  | 3000 | 1500 | 2 | 0 | 0 | 0 | 0 | 0 | 0 | 0 | 0 | 0 | 0 | 0 | 0 | 0 | 1500 | 1500 | 0 | 0 | 0 | 6000 | 0 | 0 | 0 | 0 | 0 | 0 | 0 | 0 | 0 | 0 | 0 | 0 | 0 | 0 | 0 | 0 | 0 | 0
TOTAL HIRING AND RELOCATION COSTS |  | 18000 |  |  |  | #VALUE! | 0 | 0 | 0 | 0 | 0 | 0 | 0 | 0 | 0 | 0 | 0 | 5500 | 5500 | 0 | 0 | 0 | #VALUE! | 0 | 0 | 0 | 0 | 0 | 0 | 0 | 0 | 0 | 0 | 0 | 0 | 0 | 0 | 0 | 0 | 0 | 0
[24 empty] | 0 | 0 | 0 | 0 | 0 | 0 | 0 | 0 | 0 | 0 | 0 | 0 | 0 | 0 | 0 | 0 | 0 | 0
TOTAL LABOR COSTS |  | 25500 |  |  |  | #VALUE! | 0 | 0 | 0 | 0 | 0 | 0 | 0 | 0 | 0 | 0 | 0 | 45604.1667 | 108196.8333 | 26000 | 0 | 0 | #VALUE! | 0 | 0 | 0 | 0 | 0 | 0 | 0 | 0 | 0 | 0 | 0 | 0 | 0 | 0 | 0 | 0 | 0 | 0
MOBILIZATION (cont.) | [5 empty] | 2009-02-01: La Raisa A |  | 0 | 0 | 0 | 0 | 0 | 0 | 0 | 0 | 0 | 0 | 0 | 0 | 0 | 0 | 0 | 0 | 0 | 0
[24 empty] | 0 | 0 | 0 | 0 | 0 | 0 | 0 | 0 | 0 | 0 | 0 | 0 | 0 | 0 | 0 | 0 | 0 | 0
[24 empty] | 0 | 0 | 0 | 0 | 0 | 0 | 0 | 0 | 0 | 0 | 0 | 0 | 0 | 0 | 0 | 0 | 0 | 0
[6 empty] | 2008-06-01 | 2008-07-01 | 2008-08-01 | 2008-09-01 | 2008-10-01 | 2008-11-01 | 2008-12-01 | 2009-01-01 | 2009-02-01 | 2009-03-01 | 2009-04-01 | 2009-05-01 | 2009-06-01 | 2009-07-01 | 2009-08-01 | 2009-09-01 | 2010-10-02 |  | Support Technicians are not included here because these numbers are used for Employee Relocation and Hiring
[6 empty] | -14 | -13 | -12 | -11 | -10 | -9 | -8 | -7 | -6 | -5 | -4 | -3 | -2 | -1 | 1 | 2 | 3 |  | TOTAL Expats | 0 | 0 | 0 | 0 | 0 | 0 | 0 | 0 | 0 | 0 | 0 | 0 | 0 | 0 | 0 | 0 | 0
MATERIALS AND SERVICES COSTS |  | INITIAL | MOB. AMT | -EAD | +EAD | EAD-14 | EAD-13 | EAD-12 | EAD-11 | EAD-10 | EAD-9 | EAD-8 | EAD-7 | EAD-6 | EAD-5 | EAD-4 | EAD-3 | EAD-2 | EAD-1 | EAD+1 | EAD+2 | EAD+3 | TOTALS | Incr. from Prior | #VALUE! | 0 | 0 | 0 | 0 | 0 | 0 | 0 | 0 | 0 | 0 | 0 | 0 | 0 | 0 | 0 | 0
ADMINISTRATIVE COSTS
Contract & Regulatory Compliance |  | 0 | 0 | 2 | 0 | 0 | 0 | 0 | 0 | 0 | 0 | 0 | 0 | 0 | 0 | 0 | 0 | 0 | 0 | 0 | 0 | 0 | 0 | Mob Items (Uniforms...)
Office Consumables |  | 1000 | 1250 | 2 | 0 | 0 | 0 | 0 | 0 | 0 | 0 | 0 | 0 | 0 | 0 | 0 | 0 | 1250 | 1250 | 0 | 0 | 0 | 3500 | ANNUAL
Personal Safety Equip |  | 15000 | 0 | 2 | 0 | 0 | 0 | 0 | 0 | 0 | 0 | 0 | 0 | 0 | 0 | 0 | 0 | 0 | 0 | 0 | 0 | 0 | 15000 | STRAIGHT | -14 | -13 | -12 | -11 | -10 | -9 | -8 | -7 | -6 | -5 | -4 | -3 | -2 | -1 | 1 | 2 | 3
Uniforms |  | 8000 | Derivative |  |  | 0 | 0 | 0 | 0 | 0 | 0 | 0 | 0 | 0 | 0 | 0 | 0 | 32 | 448 | 0 | 0 | 0 | 8480 | TIME WAGE | EAD-14C | EAD-13C | EAD-12C | EAD-11C | EAD-10C | EAD-9C | EAD-8C | EAD-7C | EAD-6C | EAD-5C | EAD-4C | EAD-3C | EAD-2C | EAD-1C | EAD+1C | EAD+2C | EAD+3C
Telephone & Postage |  | 500 | 416.6667 | 2 | 0 | 0 | 0 | 0 | 0 | 0 | 0 | 0 | 0 | 0 | 0 | 0 | 0 | 416.6667 | 416.6667 | 0 | 0 | 0 | 1333.3333 | 85000 | 0 | 0 | 0 | 0 | 0 | 0 | 0 | 0 | 0 | 0 | 0 | 0 | 1 | 1 | 1 | 1 | 1
Regional and Corporate Travel expenses |  | 20000 | 250 | 2 | 0 | 0 | 0 | 0 | 0 | 0 | 0 | 0 | 0 | 0 | 0 | 0 | 0 | 250 | 250 | 0 | 0 | 0 | 20500 | 60000 | 0 | 0 | 0 | 0 | 0 | 0 | 0 | 0 | 0 | 0 | 0 | 0 | 0 | 0 | 0 | 0 | 0
Plant Vehicle Purchase |  | 40000 | 0 | 2 | 0 | 0 | 0 | 0 | 0 | 0 | 0 | 0 | 0 | 0 | 0 | 0 | 0 | 0 | 0 | 0 | 0 | 0 | 40000 | 37800 | 0 | 0 | 0 | 0 | 0 | 0 | 0 | 0 | 0 | 0 | 0 | 0 | 0 | 4 | 4 | 4 | 4
Plant Vehicle Maintenance & Fuel |  | 1500 | 500 | 2 | 0 | 0 | 0 | 0 | 0 | 0 | 0 | 0 | 0 | 0 | 0 | 0 | 0 | 500 | 500 | 0 | 0 | 0 | 2500 | 21600 | 0 | 0 | 0 | 0 | 0 | 0 | 0 | 0 | 0 | 0 | 0 | 0 | 0 | 4 | 4 | 4 | 4
Temporary Furniture Rental |  | 0 | 0 | 2 | 0 | 0 | 0 | 0 | 0 | 0 | 0 | 0 | 0 | 0 | 0 | 0 | 0 | 0 | 0 | 0 | 0 | 0 | 0 | 34560 | 0 | 0 | 0 | 0 | 0 | 0 | 0 | 0 | 0 | 0 | 0 | 0 | 0 | 2 | 2 | 2 | 2
Trailer Rental for Temporary Office |  | 1500 | 0 | 2 | 0 | 0 | 0 | 0 | 0 | 0 | 0 | 0 | 0 | 0 | 0 | 0 | 0 | 0 | 0 | 0 | 0 | 0 | 1500 | 32400 | 0 | 0 | 0 | 0 | 0 | 0 | 0 | 0 | 0 | 0 | 0 | 0 | 0 | 2 | 2 | 2 | 2
Rental/Storage Space |  | 0 | 0 | 2 | 0 | 0 | 0 | 0 | 0 | 0 | 0 | 0 | 0 | 0 | 0 | 0 | 0 | 0 | 0 | 0 | 0 | 0 | 0 | 103000 | 0 | 0 | 0 | 0 | 0 | 0 | 0 | 0 | 0 | 0 | 0 | 0 | 0 | 0 | 0 | 0 | 0
Community Involvement |  | 2000 | 0 | 2 | 0 | 0 | 0 | 0 | 0 | 0 | 0 | 0 | 0 | 0 | 0 | 0 | 0 | 0 | 0 | 0 | 0 | 0 | 2000 | 26400 | 0 | 0 | 0 | 0 | 0 | 0 | 0 | 0 | 0 | 0 | 0 | 0 | 0 | 1 | 1 | 1 | 1
Miscellaneous Expenditures |  | 1000 | 600 | 2 | 0 | 0 | 0 | 0 | 0 | 0 | 0 | 0 | 0 | 0 | 0 | 0 | 0 | 600 | 600 | 0 | 0 | 0 | 2200 | 0 | 0 | 0 | 0 | 0 | 0 | 0 | 0 | 0 | 0 | 0 | 0 | 0 | 0 | 0 | 0 | 0 | 0
Legal |  | 5000 | 0 | 0 | 0 | 0 | 0 | 0 | 0 | 0 | 0 | 0 | 0 | 0 | 0 | 0 | 0 | 0 | 0 | 0 | 0 | 0 | 5000 | 0 | 0 | 0 | 0 | 0 | 0 | 0 | 0 | 0 | 0 | 0 | 0 | 0 | 0 | 0 | 0 | 0 | 0
0 |  | 0 | 0 | 0 | 0 | 0 | 0 | 0 | 0 | 0 | 0 | 0 | 0 | 0 | 0 | 0 | 0 | 0 | 0 | 0 | 0 | 0 | 0 | 0 | 0 | 0 | 0 | 0 | 0 | 0 | 0 | 0 | 0 | 0 | 0 | 0 | 0 | 0 | 0 | 0 | 0
0 |  | 0 | 0 | 0 | 0 | 0 | 0 | 0 | 0 | 0 | 0 | 0 | 0 | 0 | 0 | 0 | 0 | 0 | 0 | 0 | 0 | 0 | 0 | 0 | 0 | 0 | 0 | 0 | 0 | 0 | 0 | 0 | 0 | 0 | 0 | 0 | 0 | 0 | 0 | 0 | 0
TOTAL ADMINISTRATIVE COSTS: |  | 95500 |  |  |  | 0 | 0 | 0 | 0 | 0 | 0 | 0 | 0 | 0 | 0 | 0 | 0 | 3048.6667 | 3464.6667 | 0 | 0 | 0 | 102013.3333 | 0 | 0 | 0 | 0 | 0 | 0 | 0 | 0 | 0 | 0 | 0 | 0 | 0 | 0 | 0 | 0 | 0 | 0
[24 empty] | 0 | 0 | 0 | 0 | 0 | 0 | 0 | 0 | 0 | 0 | 0 | 0 | 0 | 0 | 0 | 0 | 0 | 0
MACH, EQUIP & SPECIALTY TOOLS |  | INITIAL | MOB. AMT | -EAD | +EAD | [18 empty] | 0 | 0 | 0 | 0 | 0 | 0 | 0 | 0 | 0 | 0 | 0 | 0 | 0 | 0 | 0 | 0 | 0 | 0
Welding Equipment |  | 5000 | 0 | -1 | 1 | 0 | 0 | 0 | 0 | 0 | 0 | 0 | 0 | 0 | 0 | 0 | 0 | 0 | 0 | 0 | 0 | 0 | 5000 | 0 | 0 | 0 | 0 | 0 | 0 | 0 | 0 | 0 | 0 | 0 | 0 | 0 | 0 | 0 | 0 | 0 | 0
Vibration Analysis Equipment |  | 6000 | 0 | -1 | 1 | 0 | 0 | 0 | 0 | 0 | 0 | 0 | 0 | 0 | 0 | 0 | 0 | 0 | 0 | 0 | 0 | 0 | 6000 | 0 | 0 | 0 | 0 | 0 | 0 | 0 | 0 | 0 | 0 | 0 | 0 | 0 | 0 | 0 | 0 | 0 | 0
Borescope |  | 45000 | 0 | -1 | 1 | 0 | 0 | 0 | 0 | 0 | 0 | 0 | 0 | 0 | 0 | 0 | 0 | 0 | 0 | 0 | 0 | 0 | 45000 | 0 | 0 | 0 | 0 | 0 | 0 | 0 | 0 | 0 | 0 | 0 | 0 | 0 | 0 | 0 | 0 | 0 | 0
Hand Tools |  | 30000 | 0 | -1 | 1 | 0 | 0 | 0 | 0 | 0 | 0 | 0 | 0 | 0 | 0 | 0 | 0 | 0 | 0 | 0 | 0 | 0 | 30000 | 0 | 0 | 0 | 0 | 0 | 0 | 0 | 0 | 0 | 0 | 0 | 0 | 0 | 0 | 0 | 0 | 0 | 0
Fuel Anasis |  | 0 | 0 | -1 | 1 | 0 | 0 | 0 | 0 | 0 | 0 | 0 | 0 | 0 | 0 | 0 | 0 | 0 | 0 | 0 | 0 | 0 | 0 | 0 | 0 | 0 | 0 | 0 | 0 | 0 | 0 | 0 | 0 | 0 | 0 | 0 | 0 | 0 | 0 | 0 | 0
Inst/Electronic Equipment |  | 30000 | 0 | -1 | 1 | 0 | 0 | 0 | 0 | 0 | 0 | 0 | 0 | 0 | 0 | 0 | 0 | 0 | 0 | 0 | 0 | 0 | 30000 | 0 | 0 | 0 | 0 | 0 | 0 | 0 | 0 | 0 | 0 | 0 | 0 | 0 | 0 | 0 | 0 | 0 | 0
Plant Radios |  | 8000 | 0 | -1 | 1 | 0 | 0 | 0 | 0 | 0 | 0 | 0 | 0 | 0 | 0 | 0 | 0 | 0 | 0 | 0 | 0 | 0 | 8000 | 0 | 0 | 0 | 0 | 0 | 0 | 0 | 0 | 0 | 0 | 0 | 0 | 0 | 0 | 0 | 0 | 0 | 0
Warehouse Equip + Shelving |  | 10000 | 0 | -1 | 1 | 0 | 0 | 0 | 0 | 0 | 0 | 0 | 0 | 0 | 0 | 0 | 0 | 0 | 0 | 0 | 0 | 0 | 10000 | 0 | 0 | 0 | 0 | 0 | 0 | 0 | 0 | 0 | 0 | 0 | 0 | 0 | 0 | 0 | 0 | 0 | 0
Forklift |  | 15000 | 0 | -1 | 1 | 0 | 0 | 0 | 0 | 0 | 0 | 0 | 0 | 0 | 0 | 0 | 0 | 0 | 0 | 0 | 0 | 0 | 15000 | 0 | 0 | 0 | 0 | 0 | 0 | 0 | 0 | 0 | 0 | 0 | 0 | 0 | 0 | 0 | 0 | 0 | 0
0 |  | 0 | 0 | -1 | 1 | 0 | 0 | 0 | 0 | 0 | 0 | 0 | 0 | 0 | 0 | 0 | 0 | 0 | 0 | 0 | 0 | 0 | 0 | TOTAL Employees | 0 | 0 | 0 | 0 | 0 | 0 | 0 | 0 | 0 | 0 | 0 | 0 | 1 | 14 | 14 | 14 | 14
TOTAL MACH, EQUIP & SPEC TOOLS |  | 149000 |  |  |  | 0 | 0 | 0 | 0 | 0 | 0 | 0 | 0 | 0 | 0 | 0 | 0 | 0 | 0 | 0 | 0 | 0 | 149000
FURNISHINGS AND EQUIPMENT |  | INITIAL | MOB. AMT | -EAD | +EAD
Offices - Plant Manager/Asst. PM |  | 5000 | 0 | 1 | -1 | 0 | 0 | 0 | 0 | 0 | 0 | 0 | 0 | 0 | 0 | 0 | 0 | 0 | 0 | 0 | 0 | 0 | 5000
Admin Asst. - Reception Area |  | 0 | 0 | 1 | -1 | 0 | 0 | 0 | 0 | 0 | 0 | 0 | 0 | 0 | 0 | 0 | 0 | 0 | 0 | 0 | 0 | 0 | 0
Conference Room |  | 0 | 0 | 1 | -1 | 0 | 0 | 0 | 0 | 0 | 0 | 0 | 0 | 0 | 0 | 0 | 0 | 0 | 0 | 0 | 0 | 0 | 0
Other Furnish (Maintenance, I&C) |  | 3000 | 0 | 1 | -1 | 0 | 0 | 0 | 0 | 0 | 0 | 0 | 0 | 0 | 0 | 0 | 0 | 0 | 0 | 0 | 0 | 0 | 3000
Technical Library |  | 2000 | 0 | 3 | -3 | 0 | 0 | 0 | 0 | 0 | 0 | 0 | 0 | 0 | 0 | 0 | 0 | 0 | 0 | 0 | 0 | 0 | 2000
Typewriter |  | 300 | 0 | 1 | -1 | 0 | 0 | 0 | 0 | 0 | 0 | 0 | 0 | 0 | 0 | 0 | 0 | 0 | 0 | 0 | 0 | 0 | 300
Facsimile Machine |  | 500 | 0 | 1 | -1 | 0 | 0 | 0 | 0 | 0 | 0 | 0 | 0 | 0 | 0 | 0 | 0 | 0 | 0 | 0 | 0 | 0 | 500
Photocopier |  | 8000 | 0 | 1 | -1 | 0 | 0 | 0 | 0 | 0 | 0 | 0 | 0 | 0 | 0 | 0 | 0 | 0 | 0 | 0 | 0 | 0 | 8000
Computers/cabling/etc. |  | 10000 | 0 | 4 | -4 | 0 | 0 | 0 | 0 | 0 | 0 | 0 | 0 | 0 | 0 | 0 | 0 | 0 | 0 | 0 | 0 | 0 | 10000
Telephone System (if not in EPC scope) |  | 0 | 0 | 0 | 0 | 0 | 0 | 0 | 0 | 0 | 0 | 0 | 0 | 0 | 0 | 0 | 0 | 0 | 0 | 0 | 0 | 0 | 0
Audio/Visual Training Equip |  | 1500 | 0 | 1 | -1 | 0 | 0 | 0 | 0 | 0 | 0 | 0 | 0 | 0 | 0 | 0 | 0 | 0 | 0 | 0 | 0 | 0 | 1500
Sets of Computer Software |  | 6000 | 0 | 4 | -4 | 0 | 0 | 0 | 0 | 0 | 0 | 0 | 0 | 0 | 0 | 0 | 0 | 0 | 0 | 0 | 0 | 0 | 6000
Preventive Maintenance Software |  | 18000 | 0 | 2 | -2 | 0 | 0 | 0 | 0 | 0 | 0 | 0 | 0 | 0 | 0 | 0 | 0 | 0 | 0 | 0 | 0 | 0 | 18000
Printers |  | 3000 | 0 | 4 | -4 | 0 | 0 | 0 | 0 | 0 | 0 | 0 | 0 | 0 | 0 | 0 | 0 | 0 | 0 | 0 | 0 | 0 | 3000
Drawing & Display Boards |  | 1000 | 0 | 1 | -1 | 0 | 0 | 0 | 0 | 0 | 0 | 0 | 0 | 0 | 0 | 0 | 0 | 0 | 0 | 0 | 0 | 0 | 1000
Weather Station |  | 4000 | 0 | 2 | -2 | 0 | 0 | 0 | 0 | 0 | 0 | 0 | 0 | 0 | 0 | 0 | 0 | 0 | 0 | 0 | 0 | 0 | 4000
0 |  | 0 | 0 | 0 | 0 | 0 | 0 | 0 | 0 | 0 | 0 | 0 | 0 | 0 | 0 | 0 | 0 | 0 | 0 | 0 | 0 | 0 | 0
TOTAL FURNISHINGS AND EQUIPMENT |  | 62300 |  |  |  | 0 | 0 | 0 | 0 | 0 | 0 | 0 | 0 | 0 | 0 | 0 | 0 | 0 | 0 | 0 | 0 | 0 | 62300
PES PROVIDED MANUALS |  | INITIAL | MOB. AMT | -EAD | +EAD
Administrative Manual |  | 7500 | 0 | 2 | -2 | 0 | 0 | 0 | 0 | 0 | 0 | 0 | 0 | 0 | 0 | 0 | 0 | 0 | 0 | 0 | 0 | 0 | 7500
Safety & Training Manual |  | 10000 | 0 | 2 | -2 | 0 | 0 | 0 | 0 | 0 | 0 | 0 | 0 | 0 | 0 | 0 | 0 | 0 | 0 | 0 | 0 | 0 | 10000
Environmental Compliance Manual |  | 8000 | 0 | 2 | -2 | 0 | 0 | 0 | 0 | 0 | 0 | 0 | 0 | 0 | 0 | 0 | 0 | 0 | 0 | 0 | 0 | 0 | 8000
Operations Procedures Manual |  | 25000 | 0 | 2 | -2 | 0 | 0 | 0 | 0 | 0 | 0 | 0 | 0 | 0 | 0 | 0 | 0 | 0 | 0 | 0 | 0 | 0 | 25000
Maintenance Procedures Manual |  | 35000 | 0 | 2 | -2 | 0 | 0 | 0 | 0 | 0 | 0 | 0 | 0 | 0 | 0 | 0 | 0 | 0 | 0 | 0 | 0 | 0 | 35000
PES Provided Training |  | 500000 | 0 | 0 | 0 | 0 | 0 | 0 | 0 | 0 | 0 | 0 | 0 | 0 | 0 | 0 | 0 | 0 | 0 | 0 | 0 | 0 | 500000
TOTAL PES PROVIDED MANUALS |  | 585500 |  |  |  | 0 | 0 | 0 | 0 | 0 | 0 | 0 | 0 | 0 | 0 | 0 | 0 | 0 | 0 | 0 | 0 | 0 | 585500
|  | INITIAL | MOB. AMT | -EAD | +EAD | [20 empty] | Facility Mobilization Costs - Currency Breakout of Totals
TOTAL MATERIALS AND SERVICES (from above) |  | 892300 |  |  |  | 0 | 0 | 0 | 0 | 0 | 0 | 0 | 0 | 0 | 0 | 0 | 0 | 3048.6667 | 3464.6667 | 0 | 0 | 0 | 898813.3333
HANDLING CHARGE | 15% |  |  |  |  | 0 | 0 | 0 | 0 | 0 | 0 | 0 | 0 | 0 | 0 | 0 | 0 | 457.3 | 134822 | 0 | 0 | 0 | 135279.3
TOTAL LABOR (from above) |  | 25500 |  |  |  | #VALUE! | 0 | 0 | 0 | 0 | 0 | 0 | 0 | 0 | 0 | 0 | 0 | 45604.1667 | 108196.8333 | 26000 | 0 | 0 | #VALUE! |  |  | Labor Category Codes: 0-National, 1-Expat, 2-Support Technician |  | EAD means the Estimated Acceptance Date
MOBILIZATION FEE |  | 0 | 103519.6687 | 2 | 0 | 0 | 0 | 0 | 0 | 0 | 0 | 0 | 0 | 0 | 0 | 0 | 0 | 103519.6687 | 103519.6687 | 0 | 0 | 0 | 207039.3375
MOBILIZATION INSURANCE (Auto liability) |  |  | #VALUE! | 2 | 0 | 0 | 0 | 0 | 0 | 0 | 0 | 0 | 0 | 0 | 0 | 0 | 0 | #VALUE! | #VALUE! | 0 | 0 | 0 | #VALUE! |  |  | LABOR COSTS
AIR FREIGHT AS A PERCENT OF IMPORTED MATERIALS: | 5% |  |  |  |  | 0 | 0 | 0 | 0 | 0 | 0 | 0 | 0 | 0 | 0 | 0 | 0 | 152.4333 | 173.2333 | 0 | 0 | 0 | 325.6667 |  |  |  | ANNUAL | LABOR | CATEGORY | MONTH | MONTH | US | FOR | Total | Total US$ | Total Foreign
NATIONALIZATION FACTOR: | 5% |  |  |  |  | 0 | 0 | 0 | 0 | 0 | 0 | 0 | 0 | 0 | 0 | 0 | 0 | 168.4388 | 191.4228 | 0 | 0 | 0 | 359.8617 |  |  |  | SALARY & OT | CATEGORY | TOTAL | -EAD | +EAD |  |  | Combined |  | Currency (in US$)
AVG. CUSTOMS DUTY AS A % OF IMPORTED MATERIALS: | 10% |  |  |  |  | 0 | 0 | 0 | 0 | 0 | 0 | 0 | 0 | 0 | 0 | 0 | 0 | 320.11 | 363.79 | 0 | 0 | 0 | 683.9 |  |  | Plant Manager | 85000 | 0 | 1 | 2 | 0 | 100% | 0% | 14166.6667 | 14166.6667 | 0
TOTAL MOBILIZATION COST/MONTH |  | 917800 |  |  |  | #VALUE! | 0 | 0 | 0 | 0 | 0 | 0 | 0 | 0 | 0 | 0 | 0 | #VALUE! | #VALUE! | 26000 | 0 | 0 | #VALUE! |  |  | Assistant Plant Manager | 60000 | 0 | 0 | 1 | 0 | 100% | 0% | 0 | 0 | 0
[26 empty] | Shift Supervisor | 39200 | 0 | 4 | 1 | 0 | 100% | 0% | 13066.6667 | 13066.6667 | 0
Mob Fee % Budget | 1 | [24 empty] | Operator | 22400 | 0 | 4 | 1 | 0 | 100% | 0% | 7466.6667 | 7466.6667 | 0
[26 empty] | Instrument & Electrical Technician | 35840 | 0 | 2 | 1 | 0 | 100% | 0% | 5973.3333 | 5973.3333 | 0
Cost per Day if COD is postponed by one day | #VALUE! | per Day | [23 empty] | Maintenance Mechanic | 33600 | 0 | 2 | 1 | 0 | 100% | 0% | 5600 | 5600 | 0
[26 empty] | EXPAT I&C | 104500 | 0 | 0 | 1 | 0 | 100% | 0% | 0 | 0 | 0
[26 empty] | Administration | 27600 | 0 | 1 | 1 | 0 | 100% | 0% | 2300 | 2300 | 0
[26 empty] | 0 | 0 | 0 | 0 | 1 | 0 | 100% | 0% | 0 | 0 | 0
[26 empty] | 0 | 0 | 0 | 0 | 0 | 0 | 100% | 0% | 0 | 0 | 0
[26 empty] | 0 | 0 | 0 | 0 | 0 | 0 | 100% | 0% | 0 | 0 | 0
[26 empty] | 0 | 0 | 0 | 0 | 0 | 0 | 100% | 0% | 0 | 0 | 0
[26 empty] | MATERIALS AND SERVICES COSTS |  | INITIAL | MOB. AMT | -EAD | +EAD |  |  | Combined |  | Currency (in US$)
ADMINISTRATIVE COSTS
[26 empty] | Contract & Regulatory Compliance |  | 0 | 0 | 2 | 0 | 100% | 0% | 0 | 0 | 0
[26 empty] | Office Consumables |  | 1000 | 1250 | 2 | 0 | 100% | 0% | 3500 | 3500 | 0
[26 empty] | Personal Safety Equip |  | 15000 | 0 | 2 | 0 | 100% | 0% | 15000 | 15000 | 0
[26 empty] | Uniforms |  | 8000 | Derivative | 0 | 0 | 100% | 0% | 8480 | 8480 | 0
[26 empty] | Telephone & Postage |  | 500 | 416.6667 | 2 | 0 | 100% | 0% | 1333.3333 | 1333.3333 | 0
[26 empty] | Regional and Corporate Travel expenses |  | 20000 | 250 | 2 | 0 | 100% | 0% | 20500 | 20500 | 0
[26 empty] | Plant Vehicle Purchase |  | 40000 | 0 | 2 | 0 | 100% | 0% | 40000 | 40000 | 0
[26 empty] | Plant Vehicle Maintenance & Fuel |  | 1500 | 500 | 2 | 0 | 100% | 0% | 2500 | 2500 | 0
[26 empty] | Temporary Furniture Rental |  | 0 | 0 | 2 | 0 | 100% | 0% | 0 | 0 | 0
[26 empty] | Trailer Rental for Temporary Office |  | 1500 | 0 | 2 | 0 | 100% | 0% | 1500 | 1500 | 0
[26 empty] | Rental/Storage Space |  | 0 | 0 | 2 | 0 | 100% | 0% | 0 | 0 | 0
[26 empty] | Community Involvement |  | 2000 | 0 | 2 | 0 | 100% | 0% | 2000 | 2000 | 0
[26 empty] | Miscellaneous Expenditures |  | 1000 | 600 | 2 | 0 | 100% | 0% | 2200 | 2200 | 0
[26 empty] | Legal |  | 5000 | 0 | 0 | 0 | 100% | 0% | 5000 | 5000 | 0
[26 empty] | 0 |  | 0 | 0 | 0 | 0 | 50% | 50% | 0 | 0 | 0
[26 empty] | 0 |  | 0 | 0 | 0 | 0 | 50% | 50% | 0 | 0 | 0
[26 empty] | TOTAL ADMINISTRATIVE COSTS: |  |  |  |  | Weighted Average Percentiles | 100% | 0% | 102013.3333 | 102013.3333 | 0
[26 empty] | MACH, EQUIP & SPECIALTY TOOLS |  | INITIAL | MOB. AMT | -EAD | +EAD
[26 empty] | Welding Equipment |  | 5000 | 0 | -1 | 1 | 100% | 0% | 5000 | 5000 | 0
[26 empty] | Vibration Analysis Equipment |  | 6000 | 0 | -1 | 1 | 100% | 0% | 6000 | 6000 | 0
[26 empty] | Borescope |  | 45000 | 0 | -1 | 1 | 100% | 0% | 45000 | 45000 | 0
[26 empty] | Hand Tools |  | 30000 | 0 | -1 | 1 | 100% | 0% | 30000 | 30000 | 0
[26 empty] | Fuel Anasis |  | 0 | 0 | -1 | 1 | 100% | 0% | 0 | 0 | 0
[26 empty] | Inst/Electronic Equipment |  | 30000 | 0 | -1 | 1 | 100% | 0% | 30000 | 30000 | 0
[26 empty] | Plant Radios |  | 8000 | 0 | -1 | 1 | 100% | 0% | 8000 | 8000 | 0
[26 empty] | Warehouse Equip + Shelving |  | 10000 | 0 | -1 | 1 | 100% | 0% | 10000 | 10000 | 0
[26 empty] | Forklift |  | 15000 | 0 | -1 | 1 | 100% | 0% | 15000 | 15000 | 0
[26 empty] | 0 |  | 0 | 0 | -1 | 1 | 100% | 0% | 0 | 0 | 0
[26 empty] | TOTAL MACH, EQUIP & SPEC TOOLS |  |  |  |  | Weighted Average Percentiles | 100% | 0% | 149000 | 149000 | 0
[26 empty] | FURNISHINGS AND EQUIPMENT |  | INITIAL | MOB. AMT | -EAD | +EAD
[26 empty] | Offices - Plant Manager/Asst. PM |  | 5000 | 0 | 1 | -1 | 100% | 0% | 5000 | 5000 | 0
[26 empty] | Admin Asst. - Reception Area |  | 0 | 0 | 1 | -1 | 100% | 0% | 0 | 0 | 0
[26 empty] | Conference Room |  | 0 | 0 | 1 | -1 | 100% | 0% | 0 | 0 | 0
[26 empty] | Other Furnish (Maintenance, I&C) |  | 3000 | 0 | 1 | -1 | 100% | 0% | 3000 | 3000 | 0
[26 empty] | Technical Library |  | 2000 | 0 | 3 | -3 | 100% | 0% | 2000 | 2000 | 0
[26 empty] | Typewriter |  | 300 | 0 | 1 | -1 | 100% | 0% | 300 | 300 | 0
[26 empty] | Facsimile Machine |  | 500 | 0 | 1 | -1 | 100% | 0% | 500 | 500 | 0
[26 empty] | Photocopier |  | 8000 | 0 | 1 | -1 | 100% | 0% | 8000 | 8000 | 0
[26 empty] | Computers/cabling/etc. |  | 10000 | 0 | 4 | -4 | 100% | 0% | 10000 | 10000 | 0
[26 empty] | Telephone System (if not in EPC scope) |  | 0 | 0 | 0 | 0 | 100% | 0% | 0 | 0 | 0
[26 empty] | Audio/Visual Training Equip |  | 1500 | 0 | 1 | -1 | 100% | 0% | 1500 | 1500 | 0
[26 empty] | Sets of Computer Software |  | 6000 | 0 | 4 | -4 | 100% | 0% | 6000 | 6000 | 0
[26 empty] | Preventive Maintenance Software |  | 18000 | 0 | 2 | -2 | 100% | 0% | 18000 | 18000 | 0
[26 empty] | Printers |  | 3000 | 0 | 4 | -4 | 100% | 0% | 3000 | 3000 | 0
[26 empty] | Drawing & Display Boards |  | 1000 | 0 | 1 | -1 | 100% | 0% | 1000 | 1000 | 0
[26 empty] | Weather Station |  | 4000 | 0 | 2 | -2 | 100% | 0% | 4000 | 4000 | 0
[26 empty] | 0 |  | 0 | 0 | 0 | 0 | 100% | 0% | 0 | 0 | 0
[26 empty] | TOTAL FURNISHINGS AND EQUIPMENT |  |  |  |  | Weighted Average Percentiles | 100% | 0% | 62300 | 62300 | 0
[26 empty] | PES PROVIDED MANUALS |  | INITIAL | MOB. AMT | -EAD | +EAD
[26 empty] | Administrative Manual |  | 7500 | 0 | 2 | -2 | 100% | 0% | 7500 | 7500 | 0
[26 empty] | Safety & Training Manual |  | 10000 | 0 | 2 | -2 | 100% | 0% | 10000 | 10000 | 0
[26 empty] | Environmental Compliance Manual |  | 8000 | 0 | 2 | -2 | 100% | 0% | 8000 | 8000 | 0
[26 empty] | Operations Procedures Manual |  | 25000 | 0 | 2 | -2 | 100% | 0% | 25000 | 25000 | 0
[26 empty] | Maintenance Procedures Manual |  | 35000 | 0 | 2 | -2 | 100% | 0% | 35000 | 35000 | 0
[26 empty] | PES Provided Training |  | 500000 | 0 | 0 | 0 | 0% | 100% | 500000 | 0 | 500000
[26 empty] | TOTAL PES PROVIDED MANUALS |  |  |  |  | Weighted Average Percentiles | 14.6% | 85.4% | 585500 | 85500 | 500000
[28 empty] | INITIAL | MOB. AMT | -EAD | +EAD
[26 empty] | TOTAL MATERIALS AND SERVICES (from above) |  | 892300 | 0 | 0 | 0 | 44.37% | 55.63% | 898813.3333 | 398813.3333 | 500000
[26 empty] | HANDLING CHARGE | 15% | 0 | 0 | 0 | 0 | 44.22% | 55.44% | 135279.3 | 59822 | 75000
[26 empty] | TOTAL LABOR (from above) |  | 25500 | 0 | 0 | 0 | #REF! | #REF! | #REF! | #REF! | #REF!
[26 empty] | MOBILIZATION FEE |  | 0 | 103519.6687 | 2 | 0 | 100% | 0% | 207039.3375 | 207039.3375 | 0
[26 empty] | MOBILIZATION INSURANCE (Auto liability) |  | 0 | #VALUE! | 2 | 0 | #VALUE! | #VALUE! | #VALUE! | #VALUE! | #VALUE!
[26 empty] | AIR FREIGHT AS A PERCENT OF IMPORTED MATERIALS: |  | 0 | 0 | 0 | 0 | 0% | 100% | 325.6667 | 0 | 325.6667
[26 empty] | NATIONALIZATION FACTOR: |  | 0 | 0 | 0 | 0 | 0% | 100% | 359.8617 | 0 | 359.8617
[26 empty] | AVG. CUSTOMS DUTY AS A % OF IMPORTED MATERIALS: |  | 0 | 0 | 0 | 0 | 0% | 100% | 683.9 | 0 | 683.9
[26 empty] | TOTAL MOBILIZATION COST |  |  |  |  | Weighted Average Percentiles | #REF! | #REF! | #REF! | #REF! | #REF!

## Schedule
Staffing Schedule | [12 empty] | La Raisa A |  | #REF! | #REF! | #REF! | #REF! | #REF! | #REF! | 100% | 0% | #REF! | #REF! | #REF!
[15 empty] | #REF! | #REF! | #REF! | #REF! | #REF! | #REF! | 100% | 0% | #REF! | #REF! | #REF!
|  |  | Months Prior to Commercial Operations Date | [8 empty] | Operations Phase |  |  | #REF! | #REF! | #REF! | #REF! | #REF! | #REF! | 0% | 100% | #REF! | #REF! | #REF!
Position | Number | [13 empty] | #REF! | #REF! | #REF! | #REF! | #REF! | #REF! | 0% | 100% | #REF! | #REF! | #REF!
|  | -10 | -9 | -8 | -7 | -6 | -5 | -4 | -3 | -2 | -1 | 1 | 2 | 3 | #REF! | #REF! | #REF! | #REF! | #REF! | #REF! | 0% | 100% | #REF! | #REF! | #REF!
[15 empty] | #REF! | #REF! | #REF! | #REF! | #REF! | #REF! | 0% | 100% | #REF! | #REF! | #REF!
Plant Manager | 1 | [13 empty] | #REF! | #REF! | #REF! | #REF! | #REF! | #REF! | 50% | 50% | #REF! | #REF! | #REF!
[15 empty] | #REF! | #REF! | #REF! | #REF! | #REF! | #REF! | 50% | 50% | #REF! | #REF! | #REF!
Assistant Plant Manager | 0 | [13 empty] | #REF! | #REF! | #REF! | #REF! | #REF! | #REF! | 50% | 50% | #REF! | #REF! | #REF!
[15 empty] | #REF! | #REF! | #REF! | #REF! | #REF! | #REF! | 50% | 50% | #REF! | #REF! | #REF!
Shift Supervisor | 4 | [13 empty] | #REF! | #REF! | #REF! | #REF! | #REF! | #REF! | 50% | 50% | #REF! | #REF! | #REF!
[15 empty] | #REF! | #REF! | #REF! | #REF! | #REF! | #REF! | 50% | 50% | #REF! | #REF! | #REF!
Operator | 4 | [13 empty] | #REF! | [7 empty] | #REF! | #REF! | #REF!
Instrument & Electrical Technician | 2 | [13 empty] | #REF! |  |  | #REF! | #REF! | #REF! | 50% | 50% | #REF! | #REF! | #REF!
[15 empty] | #REF! |  |  | #REF! | #REF! | #REF! | 0% | 100% | #REF! | #REF! | #REF!
Maintenance Mechanic | 2 | [13 empty] | #REF! |  |  | #REF! |  |  | 50% | 50% | #REF! | #REF! | #REF!
[15 empty] | #REF! |  |  |  |  | Weighted Average Percentiles | #REF! | #REF! | #REF! | #REF! | #REF!
EXPAT I&C | 0
[15 empty] | SUPPORT TECHNICIANS |  | #REF! | #REF! | #REF! | #REF!
Administration | 1 | [13 empty] | #REF! |  | #REF! | #REF! | #REF! | #REF! | 100% | 0% | #REF! | #REF! | #REF!
[15 empty] | #REF! |  | #REF! | #REF! | #REF! | #REF! | 100% | 0% | #REF! | #REF! | #REF!
0 | 0 | [13 empty] | TOTAL SUPPORT TECHNICIAN COST | [5 empty] | #REF! | #REF! | #REF! | #REF! | #REF!
0 | 0 | [13 empty] | #REF! |  | #REF! | #REF! | #REF! | #REF!
[15 empty] | #REF! |  | #REF! | #REF! | #REF! | #REF! | 50% | 50% | #REF! | #REF! | #REF!
0 | 0 | [13 empty] | #REF! |  | #REF! | #REF! | #REF! | #REF! | 50% | 50% | #REF! | #REF! | #REF!
[15 empty] | #REF! |  | #REF! | #REF! | #REF! | #REF! | 100% | 0% | #REF! | #REF! | #REF!
0 | 0 | [13 empty] | TOTAL REGIONAL PERSONNEL COST |  | #REF! |  |  |  | #REF! | #REF! | #REF! | #REF! | #REF!
[15 empty] | #REF! |  | #REF! | #REF! | #REF! | #REF! |  |  | #REF!
0 | 0 | [13 empty] | #REF! |  | #REF! | #REF! | #REF! | #REF! | 100% | 0% | #REF! | #REF! | #REF!
[15 empty] | #REF! |  | #REF! | #REF! | #REF! | #REF! | 100% | 0% | #REF! | #REF! | #REF!
0 | 0 | [13 empty] | #REF! |  | #REF! | #REF! | #REF! | #REF! | 100% | 0% | #REF! | #REF! | #REF!
[15 empty] | #REF! |  | #REF! | #REF! | #REF! | #REF! | 100% | 0% | #REF! | #REF! | #REF!
0 | 0 | [13 empty] | #REF! |  |  |  |  | Weighted Average Percentiles | #REF! | #REF! | #REF! | #REF! | #REF!
Support Technicians | 1 | [13 empty] | #REF! |  |  |  |  | Weighted Average Percentiles | #REF! | #REF! | #REF! | #REF! | #REF!
[15 empty] | #REF! |  |  | - Currency Breakout of Totals
Total | 15 | During Mobilization
| 14 | Permanent
[21 empty] | US | FOR | Total | Total US$ | Total Foreign
[15 empty] | #REF! |  | #REF! | #REF! | #REF! | #REF! |  |  | Combined |  | Currency (in US$)
#REF!
[15 empty] | #REF! |  | #REF! | #REF! | #REF! | #REF! | 100% | 0% | #REF! | #REF! | #REF!
[15 empty] | #REF! |  | #REF! | #REF! | #REF! | #REF! | 100% | 0% | #REF! | #REF! | #REF!
[15 empty] | #REF! |  | #REF! | #REF! | #REF! | #REF! | 100% | 0% | #REF! | #REF! | #REF!
[15 empty] | #REF! |  | #REF! | #REF! | #REF! | #REF! | 100% | 0% | #REF! | #REF! | #REF!
[15 empty] | #REF! |  | #REF! | #REF! | #REF! | #REF! | 100% | 0% | #REF! | #REF! | #REF!
[15 empty] | #REF! |  | #REF! | #REF! | #REF! | #REF! | 100% | 0% | #REF! | #REF! | #REF!
[15 empty] | #REF! |  | #REF! | #REF! | #REF! | #REF! | 100% | 0% | #REF! | #REF! | #REF!
[15 empty] | #REF! |  | #REF! | #REF! | #REF! | #REF! | 100% | 0% | #REF! | #REF! | #REF!
[15 empty] | #REF! |  | #REF! | #REF! | #REF! | #REF! | 100% | 0% | #REF! | #REF! | #REF!
[15 empty] | #REF! |  | #REF! | #REF! | #REF! | #REF! | 100% | 0% | #REF! | #REF! | #REF!
[15 empty] | #REF! |  | #REF! | #REF! | #REF! | #REF! | 100% | 0% | #REF! | #REF! | #REF!
[15 empty] | #REF! |  | #REF! | #REF! | #REF! | #REF! | 100% | 0% | #REF! | #REF! | #REF!
[15 empty] | #REF! |  | #REF! | #REF! | #REF! | #REF! | 100% | 0% | #REF! | #REF! | #REF!
[15 empty] | #REF! |  | #REF! | #REF! | #REF! | #REF! | 100% | 0% | #REF! | #REF! | #REF!
[15 empty] | #REF! |  | #REF! | #REF! | #REF! | #REF! | 50% | 50% | #REF! | #REF! | #REF!
[15 empty] | #REF! |  | #REF! | #REF! | #REF! | #REF! | 50% | 50% | #REF! | #REF! | #REF!
[15 empty] | #REF! |  |  |  |  | Weighted Average Percentiles | #REF! | #REF! | #REF! | #REF! | #REF!
[15 empty] | #REF! |  | #REF! | #REF! | #REF! | #REF!
[15 empty] | #REF! |  | #REF! | #REF! | #REF! | #REF! | 100% | 0% | #REF! | #REF! | #REF!
[15 empty] | #REF! |  | #REF! | #REF! | #REF! | #REF! | 100% | 0% | #REF! | #REF! | #REF!
[15 empty] | #REF! |  | #REF! | #REF! | #REF! | #REF! | 100% | 0% | #REF! | #REF! | #REF!
[15 empty] | #REF! |  | #REF! | #REF! | #REF! | #REF! | 100% | 0% | #REF! | #REF! | #REF!
[15 empty] | #REF! |  | #REF! | #REF! | #REF! | #REF! | 100% | 0% | #REF! | #REF! | #REF!
[15 empty] | #REF! |  | #REF! | #REF! | #REF! | #REF! | 100% | 0% | #REF! | #REF! | #REF!
[15 empty] | #REF! |  | #REF! | #REF! | #REF! | #REF! | 100% | 0% | #REF! | #REF! | #REF!
[15 empty] | #REF! |  | #REF! | #REF! | #REF! | #REF! | 100% | 0% | #REF! | #REF! | #REF!
[15 empty] | #REF! |  | #REF! | #REF! | #REF! | #REF! | 100% | 0% | #REF! | #REF! | #REF!
[15 empty] | #REF! |  | #REF! | #REF! | #REF! | #REF! | 100% | 0% | #REF! | #REF! | #REF!
[15 empty] | #REF! |  |  |  |  | Weighted Average Percentiles | #REF! | #REF! | #REF! | #REF! | #REF!
[15 empty] | #REF! |  | #REF! | #REF! | #REF! | #REF!
[15 empty] | #REF! |  | #REF! | #REF! | #REF! | #REF! | 100% | 0% | #REF! | #REF! | #REF!
[15 empty] | #REF! |  | #REF! | #REF! | #REF! | #REF! | 100% | 0% | #REF! | #REF! | #REF!
[15 empty] | #REF! |  | #REF! | #REF! | #REF! | #REF! | 100% | 0% | #REF! | #REF! | #REF!
[15 empty] | #REF! |  | #REF! | #REF! | #REF! | #REF! | 100% | 0% | #REF! | #REF! | #REF!
[15 empty] | #REF! |  | #REF! | #REF! | #REF! | #REF! | 100% | 0% | #REF! | #REF! | #REF!
[15 empty] | #REF! |  | #REF! | #REF! | #REF! | #REF! | 100% | 0% | #REF! | #REF! | #REF!
[15 empty] | #REF! |  | #REF! | #REF! | #REF! | #REF! | 100% | 0% | #REF! | #REF! | #REF!
[15 empty] | #REF! |  | #REF! | #REF! | #REF! | #REF! | 100% | 0% | #REF! | #REF! | #REF!
[15 empty] | #REF! |  | #REF! | #REF! | #REF! | #REF! | 100% | 0% | #REF! | #REF! | #REF!
[15 empty] | #REF! |  | #REF! | #REF! | #REF! | #REF! | 100% | 0% | #REF! | #REF! | #REF!
[15 empty] | #REF! |  | #REF! | #REF! | #REF! | #REF! | 100% | 0% | #REF! | #REF! | #REF!
[15 empty] | #REF! |  | #REF! | #REF! | #REF! | #REF! | 100% | 0% | #REF! | #REF! | #REF!
[15 empty] | #REF! |  | #REF! | #REF! | #REF! | #REF! | 100% | 0% | #REF! | #REF! | #REF!
[15 empty] | #REF! |  | #REF! | #REF! | #REF! | #REF! | 100% | 0% | #REF! | #REF! | #REF!
[15 empty] | #REF! |  | #REF! | #REF! | #REF! | #REF! | 100% | 0% | #REF! | #REF! | #REF!
[15 empty] | #REF! |  | #REF! | #REF! | #REF! | #REF! | 100% | 0% | #REF! | #REF! | #REF!
[15 empty] | #REF! |  | #REF! | #REF! | #REF! | #REF! | 100% | 0% | #REF! | #REF! | #REF!
[15 empty] | #REF! |  |  |  |  | Weighted Average Percentiles | #REF! | #REF! | #REF! | #REF! | #REF!
[15 empty] | #REF! |  | INITIAL | MOB. AMT | -EAD | +EAD
[15 empty] | #REF! |  | #REF! | #REF! | #REF! | #REF! | 100% | 0% | #REF! | #REF! | #REF!
[15 empty] | #REF! |  | #REF! | #REF! | #REF! | #REF! | 100% | 0% | #REF! | #REF! | #REF!
[15 empty] | #REF! |  | #REF! | #REF! | #REF! | #REF! | 100% | 0% | #REF! | #REF! | #REF!
[15 empty] | #REF! |  | #REF! | #REF! | #REF! | #REF! | 100% | 0% | #REF! | #REF! | #REF!
[15 empty] | #REF! |  | #REF! | #REF! | #REF! | #REF! | 100% | 0% | #REF! | #REF! | #REF!
[15 empty] | #REF! |  | #REF! | #REF! | #REF! | #REF! | 0% | 100% | #REF! | #REF! | #REF!
[15 empty] | #REF! |  |  |  |  | Weighted Average Percentiles | #REF! | #REF! | #REF! | #REF! | #REF!
[17 empty] | #REF! | #REF! | #REF! | #REF!
[15 empty] | #REF! |  | #REF! | #REF! | #REF! | #REF! | #REF! | #REF! | #REF! | #REF! | #REF!
[15 empty] | #REF! | #REF! | #REF! | #REF! | #REF! | #REF! | #REF! | #REF! | #REF! | #REF! | #REF!
[15 empty] | #REF! |  | #REF! | #REF! | #REF! | #REF! | #REF! | #REF! | #REF! | #REF! | #REF!
[15 empty] | #REF! |  | #REF! | #REF! | #REF! | #REF! | 100% | 0% | #REF! | #REF! | #REF!
[15 empty] | #REF! |  | #REF! | #REF! | #REF! | #REF! | #VALUE! | #REF! | #REF! | #VALUE! | #REF!
[15 empty] | #REF! |  | #REF! | #REF! | #REF! | #REF! | 0% | 100% | #REF! | #REF! | #REF!
[15 empty] | #REF! |  | #REF! | #REF! | #REF! | #REF! | 0% | 100% | #REF! | #REF! | #REF!
[15 empty] | #REF! |  | #REF! | #REF! | #REF! | #REF! | 0% | 100% | #REF! | #REF! | #REF!
[15 empty] | TOTAL MOBILIZATION COST |  |  |  |  | Weighted Average Percentiles | #REF! | #REF! | #REF! | #REF! | #REF!

## Reserve
Major Maintenance Reserve Models |  |  |  |  | La Raisa A
(Flat Line & Escalating Model)
[7 empty] | YEAR | 2009 | 2009 | 2010 | 2010 | 2010 | 2010 | 2011 | 2011 | 2011 | 2011 | 2012 | 2012 | 2012 | 2012 | 2013 | 2013 | 2013 | 2013 | 2014 | 2014 | 2014 | 2014 | 2015 | 2015 | 2015 | 2015 | 2016 | 2016 | 2016 | 2016 | 2017 | 2017 | 2017 | 2017 | 2018 | 2018 | 2018 | 2018 | 2019 | 2019 | 2019 | 2019 | 2020 | 2020 | 2020 | 2020 | 2021 | 2021 | 2021 | 2021 | 2022 | 2022 | 2022 | 2022 | 2023 | 2023 | 2023 | 2023 | 2024 | 2024 | 2024 | 2024 | 2025 | 2025 | 2025 | 2025 | 2026 | 2026 | 2026 | 2026 | 2027 | 2027 | 2027 | 2027 | 2028 | 2028 | 2028 | 2028 | 2029 | 2029 | 2029
ESCALATED MODEL (Y OR N)? | Y | [5 empty] | QTR | 3 | 4 | 1 | 2 | 3 | 4 | 1 | 2 | 3 | 4 | 1 | 2 | 3 | 4 | 1 | 2 | 3 | 4 | 1 | 2 | 3 | 4 | 1 | 2 | 3 | 4 | 1 | 2 | 3 | 4 | 1 | 2 | 3 | 4 | 1 | 2 | 3 | 4 | 1 | 2 | 3 | 4 | 1 | 2 | 3 | 4 | 1 | 2 | 3 | 4 | 1 | 2 | 3 | 4 | 1 | 2 | 3 | 4 | 1 | 2 | 3 | 4 | 1 | 2 | 3 | 4 | 1 | 2 | 3 | 4 | 1 | 2 | 3 | 4 | 1 | 2 | 3 | 4 | 1 | 2 | 3
USE TODAYS DOLLARS OR COD (T or C) | C | [5 empty] | HOURS | 2190 | 4380 | 6570 | 8760 | 10950 | 13140 | 15330 | 17520 | 19710 | 21900 | 24090 | 26280 | 28470 | 30660 | 32850 | 35040 | 37230 | 39420 | 41610 | 43800 | 45990 | 48180 | 50370 | 52560 | 54750 | 56940 | 59130 | 61320 | 63510 | 65700 | 67890 | 70080 | 72270 | 74460 | 76650 | 78840 | 81030 | 83220 | 85410 | 87600 | 89790 | 91980 | 94170 | 96360 | 98550 | 100740 | 102930 | 105120 | 107310 | 109500 | 111690 | 113880 | 116070 | 118260 | 120450 | 122640 | 124830 | 127020 | 129210 | 131400 | 133590 | 135780 | 137970 | 140160 | 142350 | 144540 | 146730 | 148920 | 151110 | 153300 | 155490 | 157680 | 159870 | 162060 | 164250 | 166440 | 168630 | 170820 | 173010 | 175200 | 177390
[7 empty] | OP HOURS | 1906 | 3812 | 5718 | 7624 | 9530 | 11436 | 13342 | 15248 | 17154 | 19060 | 20966 | 22872 | 24778 | 26684 | 28590 | 30496 | 32402 | 34308 | 36214 | 38120 | 40026 | 41932 | 43838 | 45744 | 47650 | 49556 | 51462 | 53368 | 55274 | 57180 | 59086 | 60992 | 62898 | 64804 | 66710 | 68616 | 70522 | 72428 | 74334 | 76240 | 78146 | 80052 | 81958 | 83864 | 85770 | 87676 | 89582 | 91488 | 93394 | 95300 | 97206 | 99112 | 101018 | 102924 | 104830 | 106736 | 108642 | 110548 | 112454 | 114360 | 116266 | 118172 | 120078 | 121984 | 123890 | 125796 | 127702 | 129608 | 131514 | 133420 | 135326 | 137232 | 139138 | 141044 | 142950 | 144856 | 146762 | 148668 | 150574 | 152480 | 154386
Number of Gas Turbines | 2 |  |  | #N/A | PERIOD | #N/A | #N/A
GT Model | LM2500, LIQUID FUEL |  |  | #N/A | 12500 | 100000 | 200000 | 0 | 0 | 0 | 0 | 0 | 108789.6058 | 0 | 0 | 0 | 0 | 0 | 0 | 116518.7312 | 0 | 0 | 0 | 0 | 0 | 123579.3071 | 0 | 0 | 0 | 0 | 0 | 0 | 132359.1896 | 0 | 0 | 0 | 0 | 0 | 140379.6349 | 0 | 0 | 0 | 0 | 0 | 0 | 150353.1226 | 0 | 0 | 0 | 0 | 0 | 159463.9293 | 0 | 0 | 0 | 0 | 0 | 0 | 170793.2902 | 0 | 0 | 0 | 0 | 0 | 0 | 182927.563 | 0 | 0 | 0 | 0 | 0 | 194012.2524 | 0 | 0 | 0 | 0 | 0 | 0 | 207796.1522 | 0 | 0 | 0 | 0 | 0 | 220387.7801 | 0 | 0
Fired Hrs per Year | 7621.2 |  |  | #N/A | 12500 | 735000 | 1470000 | 0 | 0 | 0 | 0 | 0 | 799603.6026 | 0 | 0 | 0 | 0 | 0 | 0 | 856412.6743 | 0 | 0 | 0 | 0 | 0 | 908307.9071 | 0 | 0 | 0 | 0 | 0 | 0 | 972840.0438 | 0 | 0 | 0 | 0 | 0 | 1031790.3163 | 0 | 0 | 0 | 0 | 0 | 0 | 1105095.4514 | 0 | 0 | 0 | 0 | 0 | 1172059.8804 | 0 | 0 | 0 | 0 | 0 | 0 | 1255330.6831 | 0 | 0 | 0 | 0 | 0 | 0 | 1344517.5884 | 0 | 0 | 0 | 0 | 0 | 1425990.0553 | 0 | 0 | 0 | 0 | 0 | 0 | 1527301.719 | 0 | 0 | 0 | 0 | 0 | 1619850.1838 | 0 | 0
Starts per Year | 0 |  |  | #N/A | 50000 | 1995000 | 2320000 | 0 | 0 | 0 | 0 | 0 | 0 | 0 | 0 | 0 | 0 | 0 | 0 | 0 | 0 | 0 | 0 | 0 | 0 | 0 | 0 | 0 | 0 | 0 | 0 | 0 | 1535366.5998 | 0 | 0 | 0 | 0 | 0 | 0 | 0 | 0 | 0 | 0 | 0 | 0 | 0 | 0 | 0 | 0 | 0 | 0 | 0 | 0 | 0 | 0 | 0 | 0 | 0 | 1981202.1665 | 0 | 0 | 0 | 0 | 0 | 0 | 0 | 0 | 0 | 0 | 0 | 0 | 0 | 0 | 0 | 0 | 0 | 0 | 0 | 0 | 0 | 0 | 0 | 0 | 0 | 2556498.2493 | 0 | 0
Hours per Start | 0 |  |  | #N/A | 0 | 0 | 0 | 0 | 0 | 0 | 0 | 0 | 0 | 0 | 0 | 0 | 0 | 0 | 0 | 0 | 0 | 0 | 0 | 0 | 0 | 0 | 0 | 0 | 0 | 0 | 0 | 0 | 0 | 0 | 0 | 0 | 0 | 0 | 0 | 0 | 0 | 0 | 0 | 0 | 0 | 0 | 0 | 0 | 0 | 0 | 0 | 0 | 0 | 0 | 0 | 0 | 0 | 0 | 0 | 0 | 0 | 0 | 0 | 0 | 0 | 0 | 0 | 0 | 0 | 0 | 0 | 0 | 0 | 0 | 0 | 0 | 0 | 0 | 0 | 0 | 0 | 0 | 0 | 0 | 0 | 0 | 0
Service Factor | 87% |  |  | #N/A | 25000 | 40000 | 80000 | 0 | 0 | 0 | 0 | 0 | 0 | 0 | 0 | 0 | 0 | 0 | 0 | 46607.4925 | 0 | 0 | 0 | 0 | 0 | 0 | 0 | 0 | 0 | 0 | 0 | 0 | 52943.6759 | 0 | 0 | 0 | 0 | 0 | 0 | 0 | 0 | 0 | 0 | 0 | 0 | 60141.2491 | 0 | 0 | 0 | 0 | 0 | 0 | 0 | 0 | 0 | 0 | 0 | 0 | 68317.3161 | 0 | 0 | 0 | 0 | 0 | 0 | 0 | 0 | 0 | 0 | 0 | 0 | 77604.901 | 0 | 0 | 0 | 0 | 0 | 0 | 0 | 0 | 0 | 0 | 0 | 0 | 88155.112 | 0 | 0
Fuel Type | Liquid Fuel |  |  | #N/A | 0 | 0 | 0 | 0 | 0 | 0 | 0 | 0 | 0 | 0 | 0 | 0 | 0 | 0 | 0 | 0 | 0 | 0 | 0 | 0 | 0 | 0 | 0 | 0 | 0 | 0 | 0 | 0 | 0 | 0 | 0 | 0 | 0 | 0 | 0 | 0 | 0 | 0 | 0 | 0 | 0 | 0 | 0 | 0 | 0 | 0 | 0 | 0 | 0 | 0 | 0 | 0 | 0 | 0 | 0 | 0 | 0 | 0 | 0 | 0 | 0 | 0 | 0 | 0 | 0 | 0 | 0 | 0 | 0 | 0 | 0 | 0 | 0 | 0 | 0 | 0 | 0 | 0 | 0 | 0 | 0 | 0 | 0
NOx Reduction System | None |  |  | #N/A | 12500 | 40000 | 80000 | 0 | 0 | 0 | 0 | 0 | 43515.8423 | 0 | 0 | 0 | 0 | 0 | 0 | 46607.4925 | 0 | 0 | 0 | 0 | 0 | 49431.7228 | 0 | 0 | 0 | 0 | 0 | 0 | 52943.6759 | 0 | 0 | 0 | 0 | 0 | 56151.854 | 0 | 0 | 0 | 0 | 0 | 0 | 60141.2491 | 0 | 0 | 0 | 0 | 0 | 63785.5717 | 0 | 0 | 0 | 0 | 0 | 0 | 68317.3161 | 0 | 0 | 0 | 0 | 0 | 0 | 73171.0252 | 0 | 0 | 0 | 0 | 0 | 77604.901 | 0 | 0 | 0 | 0 | 0 | 0 | 83118.4609 | 0 | 0 | 0 | 0 | 0 | 88155.112 | 0 | 0
Cycle Type | 3xFT8 |  |  | #N/A | 12500 | 16000 | 32000 | 0 | 0 | 0 | 0 | 0 | 17406.3369 | 0 | 0 | 0 | 0 | 0 | 0 | 18642.997 | 0 | 0 | 0 | 0 | 0 | 19772.6891 | 0 | 0 | 0 | 0 | 0 | 0 | 21177.4703 | 0 | 0 | 0 | 0 | 0 | 22460.7416 | 0 | 0 | 0 | 0 | 0 | 0 | 24056.4996 | 0 | 0 | 0 | 0 | 0 | 25514.2287 | 0 | 0 | 0 | 0 | 0 | 0 | 27326.9264 | 0 | 0 | 0 | 0 | 0 | 0 | 29268.4101 | 0 | 0 | 0 | 0 | 0 | 31041.9604 | 0 | 0 | 0 | 0 | 0 | 0 | 33247.3844 | 0 | 0 | 0 | 0 | 0 | 35262.0448 | 0 | 0
|  |  |  | #N/A | 50000 | 40000 | 0 | 0 | 0 | 0 | 0 | 0 | 0 | 0 | 0 | 0 | 0 | 0 | 0 | 0 | 0 | 0 | 0 | 0 | 0 | 0 | 0 | 0 | 0 | 0 | 0 | 0 | 0 | 0 | 0 | 0 | 0 | 0 | 0 | 0 | 0 | 0 | 0 | 0 | 0 | 0 | 0 | 0 | 0 | 0 | 0 | 0 | 0 | 0 | 0 | 0 | 0 | 0 | 0 | 0 | 0 | 0 | 0 | 0 | 0 | 0 | 0 | 0 | 0 | 0 | 0 | 0 | 0 | 0 | 0 | 0 | 0 | 0 | 0 | 0 | 0 | 0 | 0 | 0 | 0 | 0 | 0
|  |  |  | #N/A | 50000 | 110000 | 188000 | 0 | 0 | 0 | 0 | 0 | 0 | 0 | 0 | 0 | 0 | 0 | 0 | 0 | 0 | 0 | 0 | 0 | 0 | 0 | 0 | 0 | 0 | 0 | 0 | 0 | 124417.6383 | 0 | 0 | 0 | 0 | 0 | 0 | 0 | 0 | 0 | 0 | 0 | 0 | 0 | 0 | 0 | 0 | 0 | 0 | 0 | 0 | 0 | 0 | 0 | 0 | 0 | 160545.6928 | 0 | 0 | 0 | 0 | 0 | 0 | 0 | 0 | 0 | 0 | 0 | 0 | 0 | 0 | 0 | 0 | 0 | 0 | 0 | 0 | 0 | 0 | 0 | 0 | 0 | 207164.5133 | 0 | 0
|  |  |  | #N/A | 0 | 0 | 0 | 0 | 0 | 0 | 0 | 0 | 0 | 0 | 0 | 0 | 0 | 0 | 0 | 0 | 0 | 0 | 0 | 0 | 0 | 0 | 0 | 0 | 0 | 0 | 0 | 0 | 0 | 0 | 0 | 0 | 0 | 0 | 0 | 0 | 0 | 0 | 0 | 0 | 0 | 0 | 0 | 0 | 0 | 0 | 0 | 0 | 0 | 0 | 0 | 0 | 0 | 0 | 0 | 0 | 0 | 0 | 0 | 0 | 0 | 0 | 0 | 0 | 0 | 0 | 0 | 0 | 0 | 0 | 0 | 0 | 0 | 0 | 0 | 0 | 0 | 0 | 0 | 0 | 0 | 0 | 0
Lease Engine Usage Fee (Y or N) | N |  |  | #N/A | 0 | 0 | 0 | 0 | 0 | 0 | 0 | 0 | 0 | 0 | 0 | 0 | 0 | 0 | 0 | 0 | 0 | 0 | 0 | 0 | 0 | 0 | 0 | 0 | 0 | 0 | 0 | 0 | 0 | 0 | 0 | 0 | 0 | 0 | 0 | 0 | 0 | 0 | 0 | 0 | 0 | 0 | 0 | 0 | 0 | 0 | 0 | 0 | 0 | 0 | 0 | 0 | 0 | 0 | 0 | 0 | 0 | 0 | 0 | 0 | 0 | 0 | 0 | 0 | 0 | 0 | 0 | 0 | 0 | 0 | 0 | 0 | 0 | 0 | 0 | 0 | 0 | 0 | 0 | 0 | 0 | 0 | 0
Interest Rate (Nominal) | 3% |  |  | #N/A | 0 | 0 | 0 | 0 | 0 | 0 | 0 | 0 | 0 | 0 | 0 | 0 | 0 | 0 | 0 | 0 | 0 | 0 | 0 | 0 | 0 | 0 | 0 | 0 | 0 | 0 | 0 | 0 | 0 | 0 | 0 | 0 | 0 | 0 | 0 | 0 | 0 | 0 | 0 | 0 | 0 | 0 | 0 | 0 | 0 | 0 | 0 | 0 | 0 | 0 | 0 | 0 | 0 | 0 | 0 | 0 | 0 | 0 | 0 | 0 | 0 | 0 | 0 | 0 | 0 | 0 | 0 | 0 | 0 | 0 | 0 | 0 | 0 | 0 | 0 | 0 | 0 | 0 | 0 | 0 | 0 | 0 | 0
Interest Rate (Effective) | 3.042% |  |  | #N/A | 0 | 0 | 0 | 0 | 0 | 0 | 0 | 0 | 0 | 0 | 0 | 0 | 0 | 0 | 0 | 0 | 0 | 0 | 0 | 0 | 0 | 0 | 0 | 0 | 0 | 0 | 0 | 0 | 0 | 0 | 0 | 0 | 0 | 0 | 0 | 0 | 0 | 0 | 0 | 0 | 0 | 0 | 0 | 0 | 0 | 0 | 0 | 0 | 0 | 0 | 0 | 0 | 0 | 0 | 0 | 0 | 0 | 0 | 0 | 0 | 0 | 0 | 0 | 0 | 0 | 0 | 0 | 0 | 0 | 0 | 0 | 0 | 0 | 0 | 0 | 0 | 0 | 0 | 0 | 0 | 0 | 0 | 0
Quarterly Interest Rate | 0.75% |  |  | #N/A | 0 | 0 | 0 | 0 | 0 | 0 | 0 | 0 | 0 | 0 | 0 | 0 | 0 | 0 | 0 | 0 | 0 | 0 | 0 | 0 | 0 | 0 | 0 | 0 | 0 | 0 | 0 | 0 | 0 | 0 | 0 | 0 | 0 | 0 | 0 | 0 | 0 | 0 | 0 | 0 | 0 | 0 | 0 | 0 | 0 | 0 | 0 | 0 | 0 | 0 | 0 | 0 | 0 | 0 | 0 | 0 | 0 | 0 | 0 | 0 | 0 | 0 | 0 | 0 | 0 | 0 | 0 | 0 | 0 | 0 | 0 | 0 | 0 | 0 | 0 | 0 | 0 | 0 | 0 | 0 | 0 | 0 | 0
Initial Fund Deposit | 0 |  |  | #N/A | 0 | 0 | 0 | 0 | 0 | 0 | 0 | 0 | 0 | 0 | 0 | 0 | 0 | 0 | 0 | 0 | 0 | 0 | 0 | 0 | 0 | 0 | 0 | 0 | 0 | 0 | 0 | 0 | 0 | 0 | 0 | 0 | 0 | 0 | 0 | 0 | 0 | 0 | 0 | 0 | 0 | 0 | 0 | 0 | 0 | 0 | 0 | 0 | 0 | 0 | 0 | 0 | 0 | 0 | 0 | 0 | 0 | 0 | 0 | 0 | 0 | 0 | 0 | 0 | 0 | 0 | 0 | 0 | 0 | 0 | 0 | 0 | 0 | 0 | 0 | 0 | 0 | 0 | 0 | 0 | 0 | 0 | 0
Cost Escalation Rate | 4% |  |  | #N/A | 0 | 0 | 0 | 0 | 0 | 0 | 0 | 0 | 0 | 0 | 0 | 0 | 0 | 0 | 0 | 0 | 0 | 0 | 0 | 0 | 0 | 0 | 0 | 0 | 0 | 0 | 0 | 0 | 0 | 0 | 0 | 0 | 0 | 0 | 0 | 0 | 0 | 0 | 0 | 0 | 0 | 0 | 0 | 0 | 0 | 0 | 0 | 0 | 0 | 0 | 0 | 0 | 0 | 0 | 0 | 0 | 0 | 0 | 0 | 0 | 0 | 0 | 0 | 0 | 0 | 0 | 0 | 0 | 0 | 0 | 0 | 0 | 0 | 0 | 0 | 0 | 0 | 0 | 0 | 0 | 0 | 0 | 0
Quarterly Escalation Rate | 0.9853% |  |  | #N/A | 0 | 0 | 0 | 0 | 0 | 0 | 0 | 0 | 0 | 0 | 0 | 0 | 0 | 0 | 0 | 0 | 0 | 0 | 0 | 0 | 0 | 0 | 0 | 0 | 0 | 0 | 0 | 0 | 0 | 0 | 0 | 0 | 0 | 0 | 0 | 0 | 0 | 0 | 0 | 0 | 0 | 0 | 0 | 0 | 0 | 0 | 0 | 0 | 0 | 0 | 0 | 0 | 0 | 0 | 0 | 0 | 0 | 0 | 0 | 0 | 0 | 0 | 0 | 0 | 0 | 0 | 0 | 0 | 0 | 0 | 0 | 0 | 0 | 0 | 0 | 0 | 0 | 0 | 0 | 0 | 0 | 0 | 0
Payment Frequency | 12 |  |  | #N/A | 0 | 0 | 0 | 0 | 0 | 0 | 0 | 0 | 0 | 0 | 0 | 0 | 0 | 0 | 0 | 0 | 0 | 0 | 0 | 0 | 0 | 0 | 0 | 0 | 0 | 0 | 0 | 0 | 0 | 0 | 0 | 0 | 0 | 0 | 0 | 0 | 0 | 0 | 0 | 0 | 0 | 0 | 0 | 0 | 0 | 0 | 0 | 0 | 0 | 0 | 0 | 0 | 0 | 0 | 0 | 0 | 0 | 0 | 0 | 0 | 0 | 0 | 0 | 0 | 0 | 0 | 0 | 0 | 0 | 0 | 0 | 0 | 0 | 0 | 0 | 0 | 0 | 0 | 0 | 0 | 0 | 0 | 0
Date of Estimate | 2026-07-31 |  |  | #N/A | 0 | 0 | 0 | 0 | 0 | 0 | 0 | 0 | 0 | 0 | 0 | 0 | 0 | 0 | 0 | 0 | 0 | 0 | 0 | 0 | 0 | 0 | 0 | 0 | 0 | 0 | 0 | 0 | 0 | 0 | 0 | 0 | 0 | 0 | 0 | 0 | 0 | 0 | 0 | 0 | 0 | 0 | 0 | 0 | 0 | 0 | 0 | 0 | 0 | 0 | 0 | 0 | 0 | 0 | 0 | 0 | 0 | 0 | 0 | 0 | 0 | 0 | 0 | 0 | 0 | 0 | 0 | 0 | 0 | 0 | 0 | 0 | 0 | 0 | 0 | 0 | 0 | 0 | 0 | 0 | 0 | 0 | 0
Start date for reserve calculation | 2009-08-01 |  |  | #N/A | 0 | 0 | 0 | 0 | 0 | 0 | 0 | 0 | 0 | 0 | 0 | 0 | 0 | 0 | 0 | 0 | 0 | 0 | 0 | 0 | 0 | 0 | 0 | 0 | 0 | 0 | 0 | 0 | 0 | 0 | 0 | 0 | 0 | 0 | 0 | 0 | 0 | 0 | 0 | 0 | 0 | 0 | 0 | 0 | 0 | 0 | 0 | 0 | 0 | 0 | 0 | 0 | 0 | 0 | 0 | 0 | 0 | 0 | 0 | 0 | 0 | 0 | 0 | 0 | 0 | 0 | 0 | 0 | 0 | 0 | 0 | 0 | 0 | 0 | 0 | 0 | 0 | 0 | 0 | 0 | 0 | 0 | 0
Quarters To Commissioning Date | -68.1 |  |  | #N/A | 0 | 0 | 0 | 0 | 0 | 0 | 0 | 0 | 0 | 0 | 0 | 0 | 0 | 0 | 0 | 0 | 0 | 0 | 0 | 0 | 0 | 0 | 0 | 0 | 0 | 0 | 0 | 0 | 0 | 0 | 0 | 0 | 0 | 0 | 0 | 0 | 0 | 0 | 0 | 0 | 0 | 0 | 0 | 0 | 0 | 0 | 0 | 0 | 0 | 0 | 0 | 0 | 0 | 0 | 0 | 0 | 0 | 0 | 0 | 0 | 0 | 0 | 0 | 0 | 0 | 0 | 0 | 0 | 0 | 0 | 0 | 0 | 0 | 0 | 0 | 0 | 0 | 0 | 0 | 0 | 0 | 0 | 0
|  |  |  | #N/A | 0 | 0 | 0 | 0 | 0 | 0 | 0 | 0 | 0 | 0 | 0 | 0 | 0 | 0 | 0 | 0 | 0 | 0 | 0 | 0 | 0 | 0 | 0 | 0 | 0 | 0 | 0 | 0 | 0 | 0 | 0 | 0 | 0 | 0 | 0 | 0 | 0 | 0 | 0 | 0 | 0 | 0 | 0 | 0 | 0 | 0 | 0 | 0 | 0 | 0 | 0 | 0 | 0 | 0 | 0 | 0 | 0 | 0 | 0 | 0 | 0 | 0 | 0 | 0 | 0 | 0 | 0 | 0 | 0 | 0 | 0 | 0 | 0 | 0 | 0 | 0 | 0 | 0 | 0 | 0 | 0 | 0 | 0
Freight Costs | 9.5% |  |  | #N/A | 0 | 0 | 0 | 0 | 0 | 0 | 0 | 0 | 0 | 0 | 0 | 0 | 0 | 0 | 0 | 0 | 0 | 0 | 0 | 0 | 0 | 0 | 0 | 0 | 0 | 0 | 0 | 0 | 0 | 0 | 0 | 0 | 0 | 0 | 0 | 0 | 0 | 0 | 0 | 0 | 0 | 0 | 0 | 0 | 0 | 0 | 0 | 0 | 0 | 0 | 0 | 0 | 0 | 0 | 0 | 0 | 0 | 0 | 0 | 0 | 0 | 0 | 0 | 0 | 0 | 0 | 0 | 0 | 0 | 0 | 0 | 0 | 0 | 0 | 0 | 0 | 0 | 0 | 0 | 0 | 0 | 0 | 0
Nationalization Costs | 10% |  |  | #N/A | 0 | 0 | 0 | 0 | 0 | 0 | 0 | 0 | 0 | 0 | 0 | 0 | 0 | 0 | 0 | 0 | 0 | 0 | 0 | 0 | 0 | 0 | 0 | 0 | 0 | 0 | 0 | 0 | 0 | 0 | 0 | 0 | 0 | 0 | 0 | 0 | 0 | 0 | 0 | 0 | 0 | 0 | 0 | 0 | 0 | 0 | 0 | 0 | 0 | 0 | 0 | 0 | 0 | 0 | 0 | 0 | 0 | 0 | 0 | 0 | 0 | 0 | 0 | 0 | 0 | 0 | 0 | 0 | 0 | 0 | 0 | 0 | 0 | 0 | 0 | 0 | 0 | 0 | 0 | 0 | 0 | 0 | 0
Average Duty Rate | 10% |  |  | #N/A | 0 | 0 | 0 | 0 | 0 | 0 | 0 | 0 | 0 | 0 | 0 | 0 | 0 | 0 | 0 | 0 | 0 | 0 | 0 | 0 | 0 | 0 | 0 | 0 | 0 | 0 | 0 | 0 | 0 | 0 | 0 | 0 | 0 | 0 | 0 | 0 | 0 | 0 | 0 | 0 | 0 | 0 | 0 | 0 | 0 | 0 | 0 | 0 | 0 | 0 | 0 | 0 | 0 | 0 | 0 | 0 | 0 | 0 | 0 | 0 | 0 | 0 | 0 | 0 | 0 | 0 | 0 | 0 | 0 | 0 | 0 | 0 | 0 | 0 | 0 | 0 | 0 | 0 | 0 | 0 | 0 | 0 | 0
|  |  |  | #N/A | 0 | 0 | 0 | 0 | 0 | 0 | 0 | 0 | 0 | 0 | 0 | 0 | 0 | 0 | 0 | 0 | 0 | 0 | 0 | 0 | 0 | 0 | 0 | 0 | 0 | 0 | 0 | 0 | 0 | 0 | 0 | 0 | 0 | 0 | 0 | 0 | 0 | 0 | 0 | 0 | 0 | 0 | 0 | 0 | 0 | 0 | 0 | 0 | 0 | 0 | 0 | 0 | 0 | 0 | 0 | 0 | 0 | 0 | 0 | 0 | 0 | 0 | 0 | 0 | 0 | 0 | 0 | 0 | 0 | 0 | 0 | 0 | 0 | 0 | 0 | 0 | 0 | 0 | 0 | 0 | 0 | 0 | 0
|  |  |  | #N/A | 0 | 0 | 0 | 0 | 0 | 0 | 0 | 0 | 0 | 0 | 0 | 0 | 0 | 0 | 0 | 0 | 0 | 0 | 0 | 0 | 0 | 0 | 0 | 0 | 0 | 0 | 0 | 0 | 0 | 0 | 0 | 0 | 0 | 0 | 0 | 0 | 0 | 0 | 0 | 0 | 0 | 0 | 0 | 0 | 0 | 0 | 0 | 0 | 0 | 0 | 0 | 0 | 0 | 0 | 0 | 0 | 0 | 0 | 0 | 0 | 0 | 0 | 0 | 0 | 0 | 0 | 0 | 0 | 0 | 0 | 0 | 0 | 0 | 0 | 0 | 0 | 0 | 0 | 0 | 0 | 0 | 0 | 0
Reserve Model Answers are below: |  |  |  | #N/A | 0 | 0 | 0 | 0 | 0 | 0 | 0 | 0 | 0 | 0 | 0 | 0 | 0 | 0 | 0 | 0 | 0 | 0 | 0 | 0 | 0 | 0 | 0 | 0 | 0 | 0 | 0 | 0 | 0 | 0 | 0 | 0 | 0 | 0 | 0 | 0 | 0 | 0 | 0 | 0 | 0 | 0 | 0 | 0 | 0 | 0 | 0 | 0 | 0 | 0 | 0 | 0 | 0 | 0 | 0 | 0 | 0 | 0 | 0 | 0 | 0 | 0 | 0 | 0 | 0 | 0 | 0 | 0 | 0 | 0 | 0 | 0 | 0 | 0 | 0 | 0 | 0 | 0 | 0 | 0 | 0 | 0 | 0
|  |  |  | #N/A | 0 | 0 | 0 | 0 | 0 | 0 | 0 | 0 | 0 | 0 | 0 | 0 | 0 | 0 | 0 | 0 | 0 | 0 | 0 | 0 | 0 | 0 | 0 | 0 | 0 | 0 | 0 | 0 | 0 | 0 | 0 | 0 | 0 | 0 | 0 | 0 | 0 | 0 | 0 | 0 | 0 | 0 | 0 | 0 | 0 | 0 | 0 | 0 | 0 | 0 | 0 | 0 | 0 | 0 | 0 | 0 | 0 | 0 | 0 | 0 | 0 | 0 | 0 | 0 | 0 | 0 | 0 | 0 | 0 | 0 | 0 | 0 | 0 | 0 | 0 | 0 | 0 | 0 | 0 | 0 | 0 | 0 | 0
NUMBER OF MAJORS TO INCLUDE | 1 |  |  | #N/A | 0 | 0 | 0 | 0 | 0 | 0 | 0 | 0 | 0 | 0 | 0 | 0 | 0 | 0 | 0 | 0 | 0 | 0 | 0 | 0 | 0 | 0 | 0 | 0 | 0 | 0 | 0 | 0 | 0 | 0 | 0 | 0 | 0 | 0 | 0 | 0 | 0 | 0 | 0 | 0 | 0 | 0 | 0 | 0 | 0 | 0 | 0 | 0 | 0 | 0 | 0 | 0 | 0 | 0 | 0 | 0 | 0 | 0 | 0 | 0 | 0 | 0 | 0 | 0 | 0 | 0 | 0 | 0 | 0 | 0 | 0 | 0 | 0 | 0 | 0 | 0 | 0 | 0 | 0 | 0 | 0 | 0 | 0
FLAT LINE CELL VALUE TO MAKE "0" | 1762389.414 | SHOULD BE "0" |  | #N/A | 0 | 0 | 0 | 0 | 0 | 0 | 0 | 0 | 0 | 0 | 0 | 0 | 0 | 0 | 0 | 0 | 0 | 0 | 0 | 0 | 0 | 0 | 0 | 0 | 0 | 0 | 0 | 0 | 0 | 0 | 0 | 0 | 0 | 0 | 0 | 0 | 0 | 0 | 0 | 0 | 0 | 0 | 0 | 0 | 0 | 0 | 0 | 0 | 0 | 0 | 0 | 0 | 0 | 0 | 0 | 0 | 0 | 0 | 0 | 0 | 0 | 0 | 0 | 0 | 0 | 0 | 0 | 0 | 0 | 0 | 0 | 0 | 0 | 0 | 0 | 0 | 0 | 0 | 0 | 0 | 0 | 0 | 0
ESCALATED CELL VALUE TO MAKE "0" | 1762389.414 | SHOULD BE "0" |  | #N/A | 0 | 0 | 0 | 0 | 0 | 0 | 0 | 0 | 0 | 0 | 0 | 0 | 0 | 0 | 0 | 0 | 0 | 0 | 0 | 0 | 0 | 0 | 0 | 0 | 0 | 0 | 0 | 0 | 0 | 0 | 0 | 0 | 0 | 0 | 0 | 0 | 0 | 0 | 0 | 0 | 0 | 0 | 0 | 0 | 0 | 0 | 0 | 0 | 0 | 0 | 0 | 0 | 0 | 0 | 0 | 0 | 0 | 0 | 0 | 0 | 0 | 0 | 0 | 0 | 0 | 0 | 0 | 0 | 0 | 0 | 0 | 0 | 0 | 0 | 0 | 0 | 0 | 0 | 0 | 0 | 0 | 0 | 0
|  |  |  | #N/A | 0 | 0 | 0 | 0 | 0 | 0 | 0 | 0 | 0 | 0 | 0 | 0 | 0 | 0 | 0 | 0 | 0 | 0 | 0 | 0 | 0 | 0 | 0 | 0 | 0 | 0 | 0 | 0 | 0 | 0 | 0 | 0 | 0 | 0 | 0 | 0 | 0 | 0 | 0 | 0 | 0 | 0 | 0 | 0 | 0 | 0 | 0 | 0 | 0 | 0 | 0 | 0 | 0 | 0 | 0 | 0 | 0 | 0 | 0 | 0 | 0 | 0 | 0 | 0 | 0 | 0 | 0 | 0 | 0 | 0 | 0 | 0 | 0 | 0 | 0 | 0 | 0 | 0 | 0 | 0 | 0 | 0 | 0
|  |  |  | #N/A | 0 | 0 | 0 | 0 | 0 | 0 | 0 | 0 | 0 | 0 | 0 | 0 | 0 | 0 | 0 | 0 | 0 | 0 | 0 | 0 | 0 | 0 | 0 | 0 | 0 | 0 | 0 | 0 | 0 | 0 | 0 | 0 | 0 | 0 | 0 | 0 | 0 | 0 | 0 | 0 | 0 | 0 | 0 | 0 | 0 | 0 | 0 | 0 | 0 | 0 | 0 | 0 | 0 | 0 | 0 | 0 | 0 | 0 | 0 | 0 | 0 | 0 | 0 | 0 | 0 | 0 | 0 | 0 | 0 | 0 | 0 | 0 | 0 | 0 | 0 | 0 | 0 | 0 | 0 | 0 | 0 | 0 | 0
|  |  |  | #N/A | 0 | 0 | 0 | 0 | 0 | 0 | 0 | 0 | 0 | 0 | 0 | 0 | 0 | 0 | 0 | 0 | 0 | 0 | 0 | 0 | 0 | 0 | 0 | 0 | 0 | 0 | 0 | 0 | 0 | 0 | 0 | 0 | 0 | 0 | 0 | 0 | 0 | 0 | 0 | 0 | 0 | 0 | 0 | 0 | 0 | 0 | 0 | 0 | 0 | 0 | 0 | 0 | 0 | 0 | 0 | 0 | 0 | 0 | 0 | 0 | 0 | 0 | 0 | 0 | 0 | 0 | 0 | 0 | 0 | 0 | 0 | 0 | 0 | 0 | 0 | 0 | 0 | 0 | 0 | 0 | 0 | 0 | 0
| $ PER YR. | $ PER FIRED HR. | $ PER GT | #N/A | 0 | 0 | 0 | 0 | 0 | 0 | 0 | 0 | 0 | 0 | 0 | 0 | 0 | 0 | 0 | 0 | 0 | 0 | 0 | 0 | 0 | 0 | 0 | 0 | 0 | 0 | 0 | 0 | 0 | 0 | 0 | 0 | 0 | 0 | 0 | 0 | 0 | 0 | 0 | 0 | 0 | 0 | 0 | 0 | 0 | 0 | 0 | 0 | 0 | 0 | 0 | 0 | 0 | 0 | 0 | 0 | 0 | 0 | 0 | 0 | 0 | 0 | 0 | 0 | 0 | 0 | 0 | 0 | 0 | 0 | 0 | 0 | 0 | 0 | 0 | 0 | 0 | 0 | 0 | 0 | 0 | 0 | 0
|  |  |  | #N/A | 0 | 0 | 0 | 0 | 0 | 0 | 0 | 0 | 0 | 0 | 0 | 0 | 0 | 0 | 0 | 0 | 0 | 0 | 0 | 0 | 0 | 0 | 0 | 0 | 0 | 0 | 0 | 0 | 0 | 0 | 0 | 0 | 0 | 0 | 0 | 0 | 0 | 0 | 0 | 0 | 0 | 0 | 0 | 0 | 0 | 0 | 0 | 0 | 0 | 0 | 0 | 0 | 0 | 0 | 0 | 0 | 0 | 0 | 0 | 0 | 0 | 0 | 0 | 0 | 0 | 0 | 0 | 0 | 0 | 0 | 0 | 0 | 0 | 0 | 0 | 0 | 0 | 0 | 0 | 0 | 0 | 0 | 0
FLAT LINE COST | 1508112.7829 | 197.8112 | 98.9056 | #N/A | 0 | 0 | 0 | 0 | 0 | 0 | 0 | 0 | 0 | 0 | 0 | 0 | 0 | 0 | 0 | 0 | 0 | 0 | 0 | 0 | 0 | 0 | 0 | 0 | 0 | 0 | 0 | 0 | 0 | 0 | 0 | 0 | 0 | 0 | 0 | 0 | 0 | 0 | 0 | 0 | 0 | 0 | 0 | 0 | 0 | 0 | 0 | 0 | 0 | 0 | 0 | 0 | 0 | 0 | 0 | 0 | 0 | 0 | 0 | 0 | 0 | 0 | 0 | 0 | 0 | 0 | 0 | 0 | 0 | 0 | 0 | 0 | 0 | 0 | 0 | 0 | 0 | 0 | 0 | 0 | 0 | 0 | 0
|  |  |  | #N/A | 0 | 0 | 0 | 0 | 0 | 0 | 0 | 0 | 0 | 0 | 0 | 0 | 0 | 0 | 0 | 0 | 0 | 0 | 0 | 0 | 0 | 0 | 0 | 0 | 0 | 0 | 0 | 0 | 0 | 0 | 0 | 0 | 0 | 0 | 0 | 0 | 0 | 0 | 0 | 0 | 0 | 0 | 0 | 0 | 0 | 0 | 0 | 0 | 0 | 0 | 0 | 0 | 0 | 0 | 0 | 0 | 0 | 0 | 0 | 0 | 0 | 0 | 0 | 0 | 0 | 0 | 0 | 0 | 0 | 0 | 0 | 0 | 0 | 0 | 0 | 0 | 0 | 0 | 0 | 0 | 0 | 0 | 0
ESCALATED COST |  |  |  | #N/A | 0 | 0 | 0 | 0 | 0 | 0 | 0 | 0 | 0 | 0 | 0 | 0 | 0 | 0 | 0 | 0 | 0 | 0 | 0 | 0 | 0 | 0 | 0 | 0 | 0 | 0 | 0 | 0 | 0 | 0 | 0 | 0 | 0 | 0 | 0 | 0 | 0 | 0 | 0 | 0 | 0 | 0 | 0 | 0 | 0 | 0 | 0 | 0 | 0 | 0 | 0 | 0 | 0 | 0 | 0 | 0 | 0 | 0 | 0 | 0 | 0 | 0 | 0 | 0 | 0 | 0 | 0 | 0 | 0 | 0 | 0 | 0 | 0 | 0 | 0 | 0 | 0 | 0 | 0 | 0 | 0 | 0 | 0
YEAR 1 | 1355918.1654 | 177.8487 | 88.9243 | #N/A | 0 | 0 | 0 | 0 | 0 | 0 | 0 | 0 | 0 | 0 | 0 | 0 | 0 | 0 | 0 | 0 | 0 | 0 | 0 | 0 | 0 | 0 | 0 | 0 | 0 | 0 | 0 | 0 | 0 | 0 | 0 | 0 | 0 | 0 | 0 | 0 | 0 | 0 | 0 | 0 | 0 | 0 | 0 | 0 | 0 | 0 | 0 | 0 | 0 | 0 | 0 | 0 | 0 | 0 | 0 | 0 | 0 | 0 | 0 | 0 | 0 | 0 | 0 | 0 | 0 | 0 | 0 | 0 | 0 | 0 | 0 | 0 | 0 | 0 | 0 | 0 | 0 | 0 | 0 | 0 | 0 | 0 | 0
YEAR 2 | 1410154.892 | 184.9626 | 92.4813 | #N/A | 0 | 0 | 0 | 0 | 0 | 0 | 0 | 0 | 0 | 0 | 0 | 0 | 0 | 0 | 0 | 0 | 0 | 0 | 0 | 0 | 0 | 0 | 0 | 0 | 0 | 0 | 0 | 0 | 0 | 0 | 0 | 0 | 0 | 0 | 0 | 0 | 0 | 0 | 0 | 0 | 0 | 0 | 0 | 0 | 0 | 0 | 0 | 0 | 0 | 0 | 0 | 0 | 0 | 0 | 0 | 0 | 0 | 0 | 0 | 0 | 0 | 0 | 0 | 0 | 0 | 0 | 0 | 0 | 0 | 0 | 0 | 0 | 0 | 0 | 0 | 0 | 0 | 0 | 0 | 0 | 0 | 0 | 0
YEAR 3 | 1466561.0877 | 192.3611 | 96.1806 | #N/A | 0 | 0 | 0 | 0 | 0 | 0 | 0 | 0 | 0 | 0 | 0 | 0 | 0 | 0 | 0 | 0 | 0 | 0 | 0 | 0 | 0 | 0 | 0 | 0 | 0 | 0 | 0 | 0 | 0 | 0 | 0 | 0 | 0 | 0 | 0 | 0 | 0 | 0 | 0 | 0 | 0 | 0 | 0 | 0 | 0 | 0 | 0 | 0 | 0 | 0 | 0 | 0 | 0 | 0 | 0 | 0 | 0 | 0 | 0 | 0 | 0 | 0 | 0 | 0 | 0 | 0 | 0 | 0 | 0 | 0 | 0 | 0 | 0 | 0 | 0 | 0 | 0 | 0 | 0 | 0 | 0 | 0 | 0
YEAR 4 | 1525223.5312 | 200.0556 | 100.0278 | #N/A | 0 | 0 | 0 | 0 | 0 | 0 | 0 | 0 | 0 | 0 | 0 | 0 | 0 | 0 | 0 | 0 | 0 | 0 | 0 | 0 | 0 | 0 | 0 | 0 | 0 | 0 | 0 | 0 | 0 | 0 | 0 | 0 | 0 | 0 | 0 | 0 | 0 | 0 | 0 | 0 | 0 | 0 | 0 | 0 | 0 | 0 | 0 | 0 | 0 | 0 | 0 | 0 | 0 | 0 | 0 | 0 | 0 | 0 | 0 | 0 | 0 | 0 | 0 | 0 | 0 | 0 | 0 | 0 | 0 | 0 | 0 | 0 | 0 | 0 | 0 | 0 | 0 | 0 | 0 | 0 | 0 | 0 | 0
YEAR 5 | 1586232.4724 | 208.0578 | 104.0289 | #N/A | 0 | 0 | 0 | 0 | 0 | 0 | 0 | 0 | 0 | 0 | 0 | 0 | 0 | 0 | 0 | 0 | 0 | 0 | 0 | 0 | 0 | 0 | 0 | 0 | 0 | 0 | 0 | 0 | 0 | 0 | 0 | 0 | 0 | 0 | 0 | 0 | 0 | 0 | 0 | 0 | 0 | 0 | 0 | 0 | 0 | 0 | 0 | 0 | 0 | 0 | 0 | 0 | 0 | 0 | 0 | 0 | 0 | 0 | 0 | 0 | 0 | 0 | 0 | 0 | 0 | 0 | 0 | 0 | 0 | 0 | 0 | 0 | 0 | 0 | 0 | 0 | 0 | 0 | 0 | 0 | 0 | 0 | 0
YEAR 6 | 1649681.7713 | 216.3801 | 108.19 | #N/A | 0 | 0 | 0 | 0 | 0 | 0 | 0 | 0 | 0 | 0 | 0 | 0 | 0 | 0 | 0 | 0 | 0 | 0 | 0 | 0 | 0 | 0 | 0 | 0 | 0 | 0 | 0 | 0 | 0 | 0 | 0 | 0 | 0 | 0 | 0 | 0 | 0 | 0 | 0 | 0 | 0 | 0 | 0 | 0 | 0 | 0 | 0 | 0 | 0 | 0 | 0 | 0 | 0 | 0 | 0 | 0 | 0 | 0 | 0 | 0 | 0 | 0 | 0 | 0 | 0 | 0 | 0 | 0 | 0 | 0 | 0 | 0 | 0 | 0 | 0 | 0 | 0 | 0 | 0 | 0 | 0 | 0 | 0
YEAR 7 | 1715669.0422 | 225.0353 | 112.5176 | #N/A | 0 | 0 | 0 | 0 | 0 | 0 | 0 | 0 | 0 | 0 | 0 | 0 | 0 | 0 | 0 | 0 | 0 | 0 | 0 | 0 | 0 | 0 | 0 | 0 | 0 | 0 | 0 | 0 | 0 | 0 | 0 | 0 | 0 | 0 | 0 | 0 | 0 | 0 | 0 | 0 | 0 | 0 | 0 | 0 | 0 | 0 | 0 | 0 | 0 | 0 | 0 | 0 | 0 | 0 | 0 | 0 | 0 | 0 | 0 | 0 | 0 | 0 | 0 | 0 | 0 | 0 | 0 | 0 | 0 | 0 | 0 | 0 | 0 | 0 | 0 | 0 | 0 | 0 | 0 | 0 | 0 | 0 | 0
YEAR 8 | 1784295.8039 | 234.0367 | 117.0184 | #N/A | 0 | 0 | 0 | 0 | 0 | 0 | 0 | 0 | 0 | 0 | 0 | 0 | 0 | 0 | 0 | 0 | 0 | 0 | 0 | 0 | 0 | 0 | 0 | 0 | 0 | 0 | 0 | 0 | 0 | 0 | 0 | 0 | 0 | 0 | 0 | 0 | 0 | 0 | 0 | 0 | 0 | 0 | 0 | 0 | 0 | 0 | 0 | 0 | 0 | 0 | 0 | 0 | 0 | 0 | 0 | 0 | 0 | 0 | 0 | 0 | 0 | 0 | 0 | 0 | 0 | 0 | 0 | 0 | 0 | 0 | 0 | 0 | 0 | 0 | 0 | 0 | 0 | 0 | 0 | 0 | 0 | 0 | 0
YEAR 9 | 1855667.636 | 243.3982 | 121.6991 | #N/A | 0 | 0 | 0 | 0 | 0 | 0 | 0 | 0 | 0 | 0 | 0 | 0 | 0 | 0 | 0 | 0 | 0 | 0 | 0 | 0 | 0 | 0 | 0 | 0 | 0 | 0 | 0 | 0 | 0 | 0 | 0 | 0 | 0 | 0 | 0 | 0 | 0 | 0 | 0 | 0 | 0 | 0 | 0 | 0 | 0 | 0 | 0 | 0 | 0 | 0 | 0 | 0 | 0 | 0 | 0 | 0 | 0 | 0 | 0 | 0 | 0 | 0 | 0 | 0 | 0 | 0 | 0 | 0 | 0 | 0 | 0 | 0 | 0 | 0 | 0 | 0 | 0 | 0 | 0 | 0 | 0 | 0 | 0
YEAR 10 | 1929894.3415 | 253.1341 | 126.567 | #N/A | 0 | 0 | 0 | 0 | 0 | 0 | 0 | 0 | 0 | 0 | 0 | 0 | 0 | 0 | 0 | 0 | 0 | 0 | 0 | 0 | 0 | 0 | 0 | 0 | 0 | 0 | 0 | 0 | 0 | 0 | 0 | 0 | 0 | 0 | 0 | 0 | 0 | 0 | 0 | 0 | 0 | 0 | 0 | 0 | 0 | 0 | 0 | 0 | 0 | 0 | 0 | 0 | 0 | 0 | 0 | 0 | 0 | 0 | 0 | 0 | 0 | 0 | 0 | 0 | 0 | 0 | 0 | 0 | 0 | 0 | 0 | 0 | 0 | 0 | 0 | 0 | 0 | 0 | 0 | 0 | 0 | 0 | 0
YEAR 11 | 2007090.1151 | 263.2595 | 131.6297 | #N/A | 0 | 0 | 0 | 0 | 0 | 0 | 0 | 0 | 0 | 0 | 0 | 0 | 0 | 0 | 0 | 0 | 0 | 0 | 0 | 0 | 0 | 0 | 0 | 0 | 0 | 0 | 0 | 0 | 0 | 0 | 0 | 0 | 0 | 0 | 0 | 0 | 0 | 0 | 0 | 0 | 0 | 0 | 0 | 0 | 0 | 0 | 0 | 0 | 0 | 0 | 0 | 0 | 0 | 0 | 0 | 0 | 0 | 0 | 0 | 0 | 0 | 0 | 0 | 0 | 0 | 0 | 0 | 0 | 0 | 0 | 0 | 0 | 0 | 0 | 0 | 0 | 0 | 0 | 0 | 0 | 0 | 0 | 0
YEAR 12 | 2087373.7197 | 273.7898 | 136.8949
YEAR 13 | 2170868.6685 | 284.7414 | 142.3707 |  |  | QUARTERLY TOTALS |  | 0 | 0 | 0 | 0 | 0 | 969315.3876 | 0 | 0 | 0 | 0 | 0 | 0 | 1084789.3874 | 0 | 0 | 0 | 0 | 0 | 1101091.6261 | 0 | 0 | 0 | 0 | 0 | 0 | 2892048.2935 | 0 | 0 | 0 | 0 | 0 | 1250782.5468 | 0 | 0 | 0 | 0 | 0 | 0 | 1399787.5718 | 0 | 0 | 0 | 0 | 0 | 1420823.6101 | 0 | 0 | 0 | 0 | 0 | 0 | 3731833.3911 | 0 | 0 | 0 | 0 | 0 | 0 | 1629884.5867 | 0 | 0 | 0 | 0 | 0 | 1806254.07 | 0 | 0 | 0 | 0 | 0 | 0 | 1851463.7165 | 0 | 0 | 0 | 0 | 0 | 4815472.9954 | 0 | 0
YEAR 14 | 2257703.4153 | 296.1311 | 148.0655
YEAR 15 | 2348011.5519 | 307.9763 | 153.9882 |  |  | FLAT LINE (CONSTANT) FUNDING MODEL
YEAR 16 | 2441932.0139 | 320.2954 | 160.1477 |  |  | DEPOSITS | (CONSTANT) | 284560.3198 | 284560.3198 | 284560.3198 | 284560.3198 | 284560.3198 | 284560.3198 | 284560.3198 | 284560.3198 | 284560.3198 | 284560.3198 | 284560.3198 | 284560.3198 | 284560.3198 | 284560.3198 | 284560.3198 | 284560.3198 | 284560.3198 | 284560.3198 | 284560.3198 | 284560.3198 | 284560.3198 | 284560.3198 | 284560.3198 | 284560.3198 | 284560.3198 | 284560.3198 | 284560.3198 | 284560.3198 | 284560.3198 | 284560.3198 | 284560.3198 | 284560.3198 | 284560.3198 | 284560.3198 | 284560.3198 | 284560.3198 | 284560.3198 | 284560.3198 | 284560.3198 | 284560.3198 | 284560.3198 | 284560.3198 | 284560.3198 | 284560.3198 | 284560.3198 | 284560.3198 | 284560.3198 | 284560.3198 | 284560.3198 | 284560.3198 | 284560.3198 | 284560.3198 | 284560.3198 | 284560.3198 | 284560.3198 | 284560.3198 | 284560.3198 | 284560.3198 | 284560.3198 | 284560.3198 | 284560.3198 | 284560.3198 | 284560.3198 | 284560.3198 | 284560.3198 | 284560.3198 | 284560.3198 | 284560.3198 | 284560.3198 | 284560.3198 | 284560.3198 | 284560.3198 | 284560.3198 | 284560.3198 | 284560.3198 | 284560.3198 | 284560.3198 | 284560.3198 | 284560.3198 | 284560.3198
YEAR 17 | 2539609.2945 | 333.1072 | 166.5536 |  |  | INTEREST |  | 0 | 2134.2024 | 4284.4113 | 6450.7468 | 8633.3298 | 10832.2822 | 5777.8613 | 7955.3976 | 10149.2655 | 12359.5874 | 14586.4867 | 16830.0878 | 19090.5158 | 13231.9767 | 15465.4189 | 17715.6119 | 19982.6814 | 22266.7539 | 24567.957 | 18628.2319 | 20902.146 | 23193.1145 | 25501.2653 | 27826.7271 | 30169.63 | 32530.1046 | 13217.9206 | 15451.2574 | 17701.3442 | 19968.3067 | 22252.2714 | 24553.3658 | 17490.8494 | 19756.2332 | 22038.6073 | 24338.0993 | 26654.8374 | 28988.9511 | 31340.5706 | 23211.4205 | 25519.7086 | 27845.3088 | 30188.351 | 32548.966 | 34927.2857 | 26667.2656 | 29001.4725 | 31353.186 | 33722.5372 | 36109.6587 | 38514.6835 | 40937.746 | 15390.2311 | 17639.8602 | 19906.3616 | 22189.8617 | 24490.4881 | 26808.3691 | 29143.6343 | 19272.2795 | 21551.024 | 23846.8591 | 26159.913 | 28490.3147 | 30838.1945 | 19656.7778 | 21938.406 | 24237.1465 | 26553.1275 | 28886.4783 | 31237.3293 | 33605.8117 | 22106.0798 | 24406.0778 | 26723.3258 | 29057.9531 | 31410.0901 | 33779.8682 | 51.3722 | 2185.9599
YEAR 18 | 2641193.6663 | 346.4315 | 173.2157 |  |  | BALANCE |  | 284560.3198 | 571254.842 | 860099.5731 | 1151110.6397 | 1444304.2893 | 770381.5037 | 1060719.6847 | 1353235.4022 | 1647944.9875 | 1944864.8947 | 2244011.7012 | 2545402.1088 | 1764263.557 | 2062055.8534 | 2362081.5921 | 2664357.5239 | 2968900.5251 | 3275727.5988 | 2483764.2495 | 2786952.8012 | 3092415.267 | 3400168.7013 | 3710230.2863 | 4022617.3333 | 4337347.2831 | 1762389.414 | 2060167.6544 | 2360179.2316 | 2662440.8956 | 2966969.5221 | 3273782.1133 | 2332113.2522 | 2634164.4214 | 2938480.9744 | 3245079.9015 | 3553978.3205 | 3865193.4777 | 4178742.7486 | 3094856.0672 | 3402627.8075 | 3712707.8359 | 4025113.4645 | 4339862.1352 | 4656971.4211 | 3555635.4164 | 3866863.0018 | 4180424.7941 | 4496338.2999 | 4814621.1569 | 5135291.1354 | 5458366.1387 | 2052030.8134 | 2351981.3643 | 2654181.5444 | 2958648.2258 | 3265398.4072 | 3574449.2151 | 3885817.904 | 2569637.2714 | 2873469.8707 | 3179581.2145 | 3487988.3934 | 3798708.6262 | 4111759.2607 | 2620903.7049 | 2925120.8025 | 3231619.5283 | 3540416.9946 | 3851530.4418 | 4164977.2399 | 4480774.889 | 2947477.304 | 3254143.7036 | 3563110.1011 | 3874393.7467 | 4188012.0196 | 4503982.4295 | 6849.6221 | 291461.3141 | 578207.5937
YEAR 19 | 2746841.4129 | 360.2887 | 180.1444 |  |  | $ PER FIRED HOUR |  | 149.2971 | 149.2971 | 149.2971 | 149.2971 | 149.2971 | 149.2971 | 149.2971 | 149.2971 | 149.2971 | 149.2971 | 149.2971 | 149.2971 | 149.2971 | 149.2971 | 149.2971 | 149.2971 | 149.2971 | 149.2971 | 149.2971 | 149.2971 | 149.2971 | 149.2971 | 149.2971 | 149.2971 | 149.2971 | 149.2971 | 149.2971 | 149.2971 | 149.2971 | 149.2971 | 149.2971 | 149.2971 | 149.2971 | 149.2971 | 149.2971 | 149.2971 | 149.2971 | 149.2971 | 149.2971 | 149.2971 | 149.2971 | 149.2971 | 149.2971 | 149.2971 | 149.2971 | 149.2971 | 149.2971 | 149.2971 | 149.2971 | 149.2971 | 149.2971 | 149.2971 | 149.2971 | 149.2971 | 149.2971 | 149.2971 | 149.2971 | 149.2971 | 149.2971 | 149.2971 | 149.2971 | 149.2971 | 149.2971 | 149.2971 | 149.2971 | 149.2971 | 149.2971 | 149.2971 | 149.2971 | 149.2971 | 149.2971 | 149.2971 | 149.2971 | 149.2971 | 149.2971 | 149.2971 | 149.2971 | 149.2971 | 149.2971 | 149.2971
YEAR 20 | 3269120.3054 | 428.7933 | 214.3967
ESCALATED FUNDING MODEL
[6 empty] | DEPOSITS (ESCLTD.) |  | 252092.7758 | 254576.7484 | 257085.1966 | 259618.3615 | 262176.4868 | 264759.8183 | 267368.6044 | 270003.096 | 272663.5463 | 275350.2111 | 278063.3486 | 280803.2198 | 283570.0881 | 286364.2195 | 289185.8826 | 292035.3486 | 294912.8917 | 297818.7883 | 300753.3179 | 303716.7626 | 306709.4073 | 309731.5398 | 312783.4506 | 315865.4331 | 318977.7836 | 322120.8014 | 325294.7886 | 328500.0504 | 331736.895 | 335005.6335 | 338306.5802 | 341640.0524 | 345006.3708 | 348405.8588 | 351838.8434 | 355305.6545 | 358806.6256 | 362342.0931 | 365912.3971 | 369517.8807 | 373158.8906 | 376835.7769 | 380548.893 | 384298.5959 | 388085.2462 | 391909.2079 | 395770.8487 | 399670.5398 | 403608.6561 | 407585.5763 | 411601.6826 | 415657.3614 | 419753.0023 | 423888.9993 | 428065.75 | 432283.6558 | 436543.1224 | 440844.5593 | 445188.38 | 449575.0021 | 454004.8473 | 458478.3417 | 462995.9152 | 467558.0021 | 472165.0412 | 476817.4753 | 481515.7518 | 486260.3222 | 491051.6429 | 495890.1743 | 500776.3818 | 505710.7351 | 510693.7086 | 515725.7813 | 520807.4371 | 525939.1645 | 531121.4569 | 536354.8126 | 541639.7346 | 546976.7311
[6 empty] | INTEREST |  | 0 | 1890.6958 | 3814.2016 | 5770.9471 | 7761.367 | 9785.9009 | 4575.1283 | 6614.7063 | 8689.3399 | 10799.4865 | 12945.6092 | 15128.1764 | 17347.6619 | 11468.6246 | 13702.3709 | 15974.0328 | 18284.1032 | 20633.0807 | 23021.4697 | 17191.5934 | 19598.4061 | 22045.7147 | 24534.0441 | 27063.9253 | 29635.8955 | 32250.4981 | 13217.9206 | 15756.7659 | 18338.692 | 20964.2589 | 23634.0331 | 26348.5877 | 19727.6334 | 22463.1385 | 25244.656 | 28072.7822 | 30948.1205 | 33871.2811 | 36842.8814 | 29365.1392 | 32356.7618 | 35398.1292 | 38489.8835 | 41632.6743 | 44827.1589 | 37417.8248 | 40637.7776 | 43910.8423 | 47237.7026 | 50619.0503 | 54055.585 | 57548.0145 | 33108.3044 | 36504.7642 | 39957.7174 | 43467.8935 | 47036.0301 | 50662.8737 | 54349.1795 | 45871.5768 | 49587.4261 | 53364.3681 | 57203.1885 | 61104.6817 | 65069.6519 | 55552.0066 | 59544.7777 | 63602.7316 | 67726.7045 | 71917.5421 | 76176.1 | 80503.2436 | 71013.8706 | 75376.6774 | 79809.9459 | 84314.5763 | 88891.4793 | 93541.5763 | 62149.7518 | 66678.1729
[6 empty] | BALANCE |  | 252092.7758 | 508560.22 | 769459.6182 | 1034848.9269 | 1304786.7807 | 610017.1122 | 881960.845 | 1158578.6474 | 1439931.5335 | 1726081.2311 | 2017090.1889 | 2313021.5852 | 1529149.9478 | 1826982.7919 | 2129871.0454 | 2437880.4269 | 2751077.4217 | 3069529.2907 | 2292212.4521 | 2613120.8081 | 2939428.6215 | 3271205.8759 | 3608523.3706 | 3951452.729 | 4300066.408 | 1762389.414 | 2100902.1232 | 2445158.9395 | 2795234.5265 | 3151204.4189 | 3513145.0322 | 2630351.1256 | 2995085.1298 | 3365954.1271 | 3743037.6264 | 4126416.0631 | 4516170.8092 | 4912384.1834 | 3915351.8901 | 4314234.91 | 4719750.5624 | 5131984.4685 | 5551023.245 | 5976954.5153 | 4989043.3103 | 5418370.343 | 5854778.9693 | 6298360.3514 | 6749206.7101 | 7207411.3367 | 7673068.6043 | 4414440.5891 | 4867301.8959 | 5327695.6594 | 5795719.1268 | 6271470.6761 | 6755049.8286 | 7246557.2616 | 6116210.2342 | 6611656.813 | 7115249.0865 | 7627091.7963 | 8147290.8999 | 8675953.5838 | 7406934.2069 | 7939303.6887 | 8480364.2182 | 9030227.272 | 9589005.6194 | 10156813.3359 | 10733765.8177 | 9468516.08 | 10050223.6591 | 10641326.1179 | 11241943.5009 | 11852197.2416 | 12472210.1779 | 8286633.5713 | 8890423.0577 | 9504077.9617
[6 empty] | $ PER FIRED HOUR |  | 132.2627 | 133.566 | 134.8821 | 136.2111 | 137.5532 | 138.9086 | 140.2773 | 141.6595 | 143.0554 | 144.465 | 145.8884 | 147.3259 | 148.7776 | 150.2436 | 151.724 | 153.219 | 154.7287 | 156.2533 | 157.7929 | 159.3477 | 160.9178 | 162.5034 | 164.1046 | 165.7216 | 167.3546 | 169.0036 | 170.6688 | 172.3505 | 174.0487 | 175.7637 | 177.4956 | 179.2445 | 181.0107 | 182.7943 | 184.5954 | 186.4143 | 188.2511 | 190.106 | 191.9792 | 193.8709 | 195.7812 | 197.7103 | 199.6584 | 201.6257 | 203.6124 | 205.6187 | 207.6447 | 209.6907 | 211.7569 | 213.8434 | 215.9505 | 218.0784 | 220.2272 | 222.3972 | 224.5885 | 226.8015 | 229.0363 | 231.2931 | 233.5721 | 235.8736 | 238.1977 | 240.5448 | 242.915 | 245.3085 | 247.7256 | 250.1666 | 252.6316 | 255.1208 | 257.6346 | 260.1732 | 262.7368 | 265.3257 | 267.94 | 270.5802 | 273.2463 | 275.9387 | 278.6576 | 281.4034 | 284.1761 | 286.9762
Run Reserve Calculation

## Cal
Labor Benefits Cost for Expatriates |  |  | Labor Benefits Cost for Nationals |  |  | Labor Benefits Cost for Support Technicians |  |  | Overtime Calculator |  |  |  | Lease Engine Usage Fee Costs - 1996 | [6 empty] | Freight, Duties, & Nationalization
Summary of Labor benefits for Expatriates | % of Base Salary | Cost | Summary of Labor Benefits for Nationals | % of Base Salary | Cost | Cost per Support Technician | % of Base Salary | Cost per Day | Work Week and OT Rates |  |  |  | Turbine Type | None
Base Salary |  | 120000 | Base Salary |  | 36000 | Base Salary per Day |  | 246.5753 |  |  |  |  | Membership Fee: | 0 | [5 empty] | From Budget w/ Currency Breakout
Total Uplift | 30% | 36000 | Total Uplift | 0% | 0 | Total Uplift | 0% | 0 | Base Overtime Rate | 50% | Number of Hours in Standard Work Week | 40 | Number of Weeks of Use | 14 | [7 empty] | 87% | COMPONENTS |  | YEAR | 1 | YEAR | 2 | YEAR | 3 | YEAR | 4 | YEAR | 5 | YEAR | 6 | YEAR | 7 | YEAR | 8 | YEAR | 9 | YEAR | 10
Benefits | 47.5% | 57000 | National Benefits | 0% | 0 | Total Support Tech Expense per Day | 42.58% | 105 | Bonus Rate for working Fridays | 0% | Number of Hours per Shift | 12 | Freight Costs | 75000 | [7 empty] | Capacity Tot. | US$ % | Foreign % | US$ | Foreign Curr | US$ | Foreign Curr | US$ | Foreign Curr | US$ | Foreign Curr | US$ | Foreign Curr | US$ | Foreign Curr | US$ | Foreign Curr | US$ | Foreign Curr | US$ | Foreign Curr | US$ | Foreign Curr
Host Country Income Tax Costs | 0% | 0 | Country Mandated Benefits | 70% | 25200 | PES Benefits | 40% | 98.6301 | Bonus Rate for working Saturdays | 0% | Base Number of Working Hours per Year | 2080 | [8 empty] | CONSUMABLES | 100283 | 100% | 0% | 100283 | 0 | 108465.76 | 0 | 109845.84 | 0 | 111280 | 0 | 112772.4 | 0 | 114323.04 | 0 | 115937.12 | 0 | 117614.64 | 0 | 119361.84 | 0 | 121178.72 | 0
Country Mandated Benefits | 0% | 0 | PES Benefits | 0% | 0 | G&A Charge per Support Tech. | 12% | 54.0247 | Bonus Rate for working Sundays | 0% | Number of people to cover Shift Positions | 4 | Use at (Hours) | 50000 | [6 empty] | CHEMICALS & WATER TREATMENT | 39741 | 100% | 0% | 39741 | 0 | 42982.16 | 0 | 44627.44 | 0 | 46338.24 | 0 | 48116.64 | 0 | 49965.76 | 0 | 51889.76 | 0 | 53888.64 | 0 | 55968.64 | 0 | 58131.84 | 0
United States Income Tax Costs | 0% | 0 | Total National Benefit Burden per Employee | 70% | 25200 | Day Rate per Support Technician |  | 504.2301 | Bonus Rate for Working Holidays | 0% |  |  | Lease Costs | 0 | [6 empty] | MAINTENANCE (Not Incl Maj. Maint) | 143185 | 89.29% | 10.71% | 127852.1 | 15332.9 | 138284.536 | 16582.904 | 139203.896 | 16647.384 | 140161.216 | 16714.464 | 141156.6 | 16784.04 | 142190.984 | 16856.216 | 143267.592 | 16930.888 | 144386.424 | 17009.096 | 145552.576 | 17090.944 | 146765.112 | 17176.328
PES Benefits | 43.36% | 52032 | [6 empty] | Weighted Average Overtime Rate | 50% | [10 empty] | Total | 283209 | 94.59% | 5.414% | 267876.1 | 15332.9 | 289732.456 | 16582.904 | 293677.176 | 16647.384 | 297779.456 | 16714.464 | 302045.64 | 16784.04 | 306479.784 | 16856.216 | 311094.472 | 16930.888 | 315889.704 | 17009.096 | 320883.056 | 17090.944 | 326075.672 | 17176.328
Total Expatriate Benefit Burden per Employee | 120.9% | 145032 | [11 empty] | Annual Membership Cost | 1st 10 Weeks Cost Per Week GT | Cost per Week Thereafter GT | GT Total | Freight | Total
[6 empty] | Total Support Tech. Uplift as % of Salary | 94.58% |  | Physical OT |  | Increase over Base Pay |  | LM 2500 - Gas Fuel | 86990 | 10250 | 16580 | 168820 | 75000 | 243820 |  | FREIGHT | 27554.255 | 48.61% | 51.39% | 13393.805 | 14160.45 | 14486.6228 | 15315.768 | 14683.8588 | 15516.228 | 14888.9728 | 15724.696 | 15102.282 | 15941.484 | 15323.9892 | 16166.8 | 15554.7236 | 16401.268 | 15794.4852 | 16644.94 | 16044.1528 | 16898.7 | 16303.7836 | 17162.6
[6 empty] | Travel from Base to Site (Round-trip) | 5000 | [5 empty] | LM 2500- Liquid Fuel | 86990 | 12300 | 19896 | 202584 | 75000 | 277584 |  | DUTIES | 29466.371 | 0% | 100% |  | 29466.371 |  | 31870.5702 |  | 32304.4894 |  | 32755.7402 |  | 33225.0204 |  | 33712.7762 |  | 34220.3919 |  | 34747.8674 |  | 35297.1362 |  | 35868.3239
Host Country Tax Calculation | Taxable (Y/N) | Expatriate Cost | National Benefits | % of Base Salary | Cost | Support Technician Expense per Day | % of Base Salary | Cost per Day | Twelve Hour Shift OT Time | 5% | OT Pay Increase For 12 Hour Shift | 7.5% | LM 2500 STIG | 86990 | 12120 | 19330 | 198520 | 75000 | 273520 |  | NATIONALIZATION | 13393.805 | 0% | 100% |  | 13393.805 |  | 14486.6228 |  | 14683.8588 |  | 14888.9728 |  | 15102.282 |  | 15323.9892 |  | 15554.7236 |  | 15794.4852 |  | 16044.1528 |  | 16303.7836
[13 empty] | LM 2500 DLE - Gas Fuel | 98860 | 13160 | 19410 | 209240 | 75000 | 284240
Annual Base Wage to calculate benefits | Y | 120000 | Lodging (House rent / Hotel) | 0% | 0 | Lodging (House rent / Hotel) | 28.39% | 70 | Number of Holidays per Year |  |  |  | LM6000 - Gas Fuel | 167370 | 19510 | 31100 | 319500 | 75000 | 394500
Uplift & Danger Pay (%) | Y | 36000 | Home Leave | 0% | 0 | Home Leave | 0% | 0 |  |  | Number of Fridays Worked per Year | 26 | LM6000 - Liquid Fuel | 167370 | 23412 | 37320 | 383400 | 75000 | 458400
Goods & Services Uplift | Y | 0 | Dependent Schools | 0% | 0 | Dependent Schools | 0% | 0 | Annual Days Off | 10 | Number of Saturdays Worked per Year | 26 | LM 6000 DLE | 197420 | 23020 | 36690 | 376960 | 75000 | 451960
Lodging (House rent / Hotel) | Y | 36000 | Transportation for Employees | 0% | 0 | Transportation for Employees | 0% | 0 | Sick Days Off | 0 | Number of Sundays Worked per Year | 26 | [7 empty] | Weighted for Fixed & Variable Breakout
Home Leave | Y | 8000 | Utility | 0% | 0 | Utility | 0% | 0 | Casual Days Off | 0 | Number of Holidays Worked per Year | 12
Dependent Schools | Y | 0 | Food | 0% | 0 | Food | 14.19% | 35 | Other (Days) | 0 | Bonus for Fridays | 0%
Transportation for Employees | Y | 5000 | Laundry/Cleaning Service | 0% | 0 | Laundry/Cleaning Service | 0% | 0 |  |  | Bonus for Saturdays | 0% | [9 empty] | Base @100% | COMPONENTS |  | YEAR | 1 | YEAR | 2 | YEAR | 3 | YEAR | 4 | YEAR | 5 | YEAR | 6 | YEAR | 7 | YEAR | 8 | YEAR | 9 | YEAR | 10
Utility | Y | 0 | Travel from Base to Site (Round-trip) | 0% | 0 | Other Benefits | 0% | 0 |  |  | Bonus for Sundays | 0% | [9 empty] | Capacity | Fixed % | Variable % | Fixed | Variable | Fixed | Variable | Fixed | Variable | Fixed | Variable | Fixed | Variable | Fixed | Variable | Fixed | Variable | Fixed | Variable | Fixed | Variable | Fixed | Variable
Food | Y | 0 | Other Benefits | 0% | 0 | Other Benefits | 0% | 0 |  |  | Bonus for Holidays | 0% | [8 empty] | CONSUMABLES | 110500 | 31.81% | 68.19% | 31900 | 68383 | 33176 | 71118 | 34503 | 71118 | 35882 | 71118 | 37317 | 71118 | 38808 | 71118 | 40360 | 71118 | 41973 | 71118 | 43653 | 71118 | 45400 | 71118
Laundry/Cleaning Service | Y | 0 | Other Benefits | 0% | 0 | Other Benefits | 0% | 0 | Total | 10 | Total Bonus for OT Increase | 0% | [8 empty] | CHEMICALS & WATER TREATMENT | 40000 | 95.62% | 4.381% | 38000 | 1741 | 39520 | 1809 | 41102 | 1809 | 42747 | 1809 | 44457 | 1809 | 46235 | 1809 | 48085 | 1809 | 50007 | 1809 | 52007 | 1809 | 54087 | 1809
Travel from Base to Site (Round-trip) | Y | 8000 | Other Benefits | 0% | 0 | Other Benefits | 0% | 0 | [12 empty] | MAINTENANCE (Not Incl Maj. Maint) | 161175 | 15.91% | 84.09% | 22775 | 120410 | 23686 | 125225 | 24632 | 125225 | 25617 | 125225 | 26641 | 125225 | 27705 | 125225 | 28812 | 125225 | 29963 | 125225 | 31163 | 125225 | 32411 | 125225
Other Benefits | Y | 0 | Other Benefits | 0% | 0 | Other Benefits | 0% | 0 | Hours (Credit of 8 Hours to Employee for each day off) | 80 | [10 empty] | Total | 311675 | 32.72% | 67.28% | 92675 | 190534 | 96382 | 198152 | 100237 | 198152 | 104246 | 198152 | 108415 | 198152 | 112748 | 198152 | 117257 | 198152 | 121943 | 198152 | 126823 | 198152 | 131898 | 198152
Other Benefits | Y | 0 | Other Benefits | 0% | 0 | Other Benefits | 0% | 0
Other Benefits | Y | 0 | Other Benefits | 0% | 0 | Other Benefits | 0% | 0 | [12 empty] | FREIGHT | 30324.245 | 32.72% | 67.28% | 9016.6294 | 18537.6256 | 9752.2909 | 20050.0999 | 9882.4297 | 20317.6571 | 10017.7669 | 20595.9019 | 10158.5084 | 20885.2576 | 10304.7887 | 21186.0005 | 10457.0177 | 21498.9739 | 10615.2125 | 21824.2127 | 10779.9501 | 22162.9027 | 10951.266 | 22515.1176
Other Benefits | Y | 0 | Other Benefits | 0% | 0 | Total Support Tech Expense per Day | 42.58% | 105 | OT Because of this Category Spread out over others | 1.282% | OT Pay Increase Due to Vacation/Days Off | 1.923% | [8 empty] | DUTIES | 32428.5833 | 32.72% | 67.28% | 9642.3346 | 19824.0364 | 10429.0651 | 21441.5051 | 10571.0572 | 21733.4321 | 10718.7209 | 22037.0193 | 10872.2843 | 22352.7361 | 11031.8935 | 22680.8827 | 11198.0016 | 23022.3904 | 11370.6083 | 23377.2591 | 11550.3465 | 23746.7896 | 11737.2574 | 24131.0666
Other Benefits | Y | 0 | Total National Benefits |  | 0 | [15 empty] | NATIONALIZATION | 14740.2652 | 32.72% | 67.28% | 4382.8794 | 9010.9256 | 4740.4841 | 9746.1387 | 4805.026 | 9878.8328 | 4872.1459 | 10016.8269 | 4941.9474 | 10160.3346 | 5014.4971 | 10309.4921 | 5090.0007 | 10464.7229 | 5168.4583 | 10626.0269 | 5250.1575 | 10793.9953 | 5335.117 | 10968.6666
Other Benefits | Y | 0 | [6 empty] | Estimated Actual Overtime Required by Position | 20% | OT Pay Increase for Actual OT Req. | 30%
Other Benefits | Y | 0
Total Taxable Income |  | 213000 | [6 empty] | Total Physical OT | 26.28% | Total Pay Increase Because of OT | 39.42%
Host Country Standard Deduction |  | 0
Adjusted Taxable Income in Host Country |  | 213000 | Country Mandated Benefits | Base/Gross (B/G) | Cost
Host Country Income Tax (National + Local) | 0% | 0 | Health Insurance (%) | B | 7200
Hypothetical Housing & Tax Payment |  | 0 | Social Security Provident Fund (%) | B | 5400
Host Country Tax Cost Paid by PES |  | 0 | Super Annuization (%) | B | 0
|  |  | Mandatory Medical | B | 0
|  |  | Bonus (# of Days) | B | 0
Country Mandated Benefits | Base or Gross (B/G) | Expatriate Cost | Terminal Benefit for Years of Service (In Months) | B | 0
Health Insurance (%) | B | 0 | Vacation/Leave | B | 3600
Social Security Provident Fund (%) | B | 0 | Housing | B | 0
Super Annuization (%) | B | 0 | Wedding, Sick Leave, Seniority | B | 9000
Mandatory Medical | B | 0 | Other Costs | B | 0
Bonus (# of Days) | B | 0 | Other Costs | B | 0
Terminal Benefit for Years of Service (In Months) | B | 0 | Other Costs | B | 0
Vacation/Leave | B | 0 | Other Costs | B | 0
Housing | B | 0 | Other Costs | B | 0
Wedding, Sick Leave, Seniority | B | 0 | Country Mandated Benefits |  | 25200
Other Costs | B | 0
Other Costs | B | 0
Other Costs | B | 0
Other Costs | B | 0
Other Costs | B | 0
Total Other Host Country Costs |  | 0
United States Tax Costs to PES |  | Expatriate
Income |  | 213000
USA Exemptions (Dependents, Housing, Deductions) |  | 0
Expatriate Exemption |  | -70000
Adjusted Income for US Tax Calculation |  | 143000
US Income Tax |  | 0
US Tax Credit for Foreign Taxes Paid | 45% | 0
United States Tax Cost to PES |  | 0
Not Included
Paste Lease Engine Usage Fee in Input

## Fax
ProEnergy Services
Date: | 2026-07-31
To: | XXX |  | Phone:
| EDC |  | Fax:
From: | John Stevens |  | Phone:
Fax:
Reference: | La Raisa A | International
# of Pages (including cover): |  | 2
This fax contains a preliminary estimate for 's 3xFT8 facility located in International.
The estimate is based on the assumptions included on page 2.
Annual Hours of Operation: |  | 7622
SUMMARY |  |  | TOTAL COST
Mobilization (pre-operational charge) |  |  | #VALUE!
Initial Inventory |  |  | 1440000
Annual O&M Cost |  |  | #VALUE!
Annual Maintenance Cost |  |  | 2332027.12
If you have any further questions, please feel free to contact either Jeff Canon or myself at (770) 850-0100.
Regards,
John Stevens

## Profit
Profit Calculation |  | La Raisa A
Profit is calculated at Projected Capacity
MOBILIZATION
|  | Sales | Cost of Sales | Gross Margin | % of Sales
Labor |  | #VALUE! | #VALUE! | #VALUE!
Materials & Services |  | #VALUE! | #VALUE! | #VALUE!
Operator Fee |  | 207039.3375 | 121118.0124 | 85921.3251
| Total | #VALUE! | #VALUE! | #VALUE! | #VALUE!
FIRST YEAR O&M COSTS
|  | Sales | Cost of Sales | Gross Margin | % of Sales
Labor |  | 882930 | 814980 | 67950
Materials & Services |  | #VALUE! | #VALUE! | #VALUE!
Operator Fee |  | 1242236.0248 | 242236.0248 | 1000000
Expected Bonus |  | 250000 | 0 | 0
| Total | #VALUE! | #VALUE! | #VALUE! | #VALUE!

## BaseO&M
Annual Operations and Maintenance Estimate
Base Year is at 100% Capacity
| THIS SHEET IS NOT FINISHED |  | LM6000 Simple Cycle | [11 empty] | LM6000 Combined Cycle | [11 empty] | LM2500 Simple Cycle | [11 empty] | LM2500 Combined Cycle | [11 empty] | Frame 6B Simple Cycle | [11 empty] | Frame 6B Combined Cycle | [11 empty] | Typhoon Simple Cycle | [11 empty] | Typhoon Combined Cycle
Labor Numbers and Rates are ballpark
1 | Turbine/Cycle | # | 1xLM6000sc | # | 2xLM6000sc | # | 3xLM6000sc | # | 4xLM6000sc | # | 5xLM6000sc | # | 6xLM6000sc | # | 1xLM6000cc | # | 2xLM6000cc | # | 3xLM6000cc | # | 4xLM6000cc | # | 5xLM6000cc | # | 6xLM6000cc | # | 1xLM2500sc | # | 2xLM2500sc | # | 3xLM2500sc | # | 4xLM2500sc | # | 5xLM2500sc | # | 6xLM2500sc | # | 1xLM2500cc | # | 2xLM2500cc | # | 3xLM2500cc | # | 4xLM2500cc | # | 5xLM2500cc | # | 6xLM2500cc | # | 1xFrame6Bsc | # | 2xFrame6Bsc | # | 3xFrame6Bsc | # | 4xFrame6Bsc | # | 5xFrame6Bsc | # | 6xFrame6Bsc | # | 1xFrame6Bcc | # | 2xFrame6Bcc | # | 3xFrame6Bcc | # | 4xFrame6Bcc | # | 5xFrame6Bcc | # | 6xFrame6Bcc | # | 1xTyphoonSC | # | 2xTyphoonSC | # | 3xTyphoonSC | # | 4xTyphoonSC | # | 5xTyphoonSC | # | 6xTyphoonSC | # | 1xTyphoonCC | # | 2xTyphoonCC | # | 3xTyphoonCC | # | 4xTyphoonCC | # | 5xTyphoonCC | # | 6xTyphoonCC | # | 1xTornadoSC | # | 2xTornadoSC | # | 3xTorndaoSC | # | 4xTornadoSC
2 | MW |  | 42 |  | 84 |  | 126 |  | 168 |  | 210 |  | 252 |  | 52 |  | 104 |  | 156 |  | 208 |  | 260 |  | 312 |  | 23 |  | 46 |  | 69 |  | 92 |  | 115 |  | 138 |  | 31 |  | 62 |  | 93 |  | 124 |  | 155 |  | 186 |  | 35 |  | 70 |  | 105 |  | 140 |  | 175 |  | 210 |  | 50 |  | 100 |  | 150 |  | 200 |  | 250 |  | 300 |  | 4.91 |  | 9.82 |  | 14.73 |  | 19.64 |  | 24.55 |  | 29.46 |  | 4.91 |  | 9.82 |  | 14.73 |  | 19.64 |  | 24.55 |  | 29.46 |  | 6.5 |  | 13 |  | 19.5 |  | 26
3 | # of Turbines |  | 1 |  | 2 |  | 3 |  | 4 |  | 5 |  | 6 |  | 1 |  | 2 |  | 3 |  | 4 |  | 5 |  | 6 |  | 1 |  | 2 |  | 3 |  | 4 |  | 5 |  | 6 |  | 1 |  | 2 |  | 3 |  | 4 |  | 5 |  | 6 |  | 1 |  | 2 |  | 3 |  | 4 |  | 5 |  | 6 |  | 1 |  | 2 |  | 3 |  | 4 |  | 5 |  | 6 |  | 1 |  | 2 |  | 3 |  | 4 |  | 5 |  | 6 |  | 1 |  | 2 |  | 3 |  | 4 |  | 5 |  | 6 |  | 1 |  | 2 |  | 3 |  | 4
4
5
6 | Labor (salary/employee)
7
8 | Plant Manager | 1 | 78000 | 1 | 83000 | 1 | 88000 | 1 | 93000 | 1 | 98000 | 1 | 103000 | 1 | 83000 | 1 | 88000 | 1 | 93000 | 1 | 98000 | 1 | 103000 | 1 | 108000 | 1 | 73000 | 1 | 78000 | 1 | 83000 | 1 | 88000 | 1 | 93000 | 1 | 98000 | 1 | 78000 | 1 | 83000 | 1 | 88000 | 1 | 93000 | 1 | 98000 | 1 | 103000 | 1 | 78000 | 1 | 83000 | 1 | 88000 | 1 | 93000 | 1 | 98000 | 1 | 103000 | 1 | 83000 | 1 | 88000 | 1 | 93000 | 1 | 98000 | 1 | 103000 | 1 | 108000 | 1 | 65000 | 1 | 70000 | 1 | 75000 | 1 | 80000 | 1 | 85000 | 1 | 90000 | 1 | 65000 | 1 | 70000 | 1 | 75000 | 1 | 80000 | 1 | 85000 | 1 | 90000 | 1 | 60000 | 1 | 64000 | 1 | 68000 | 1 | 72000
9 | Assistant Plant Manager | 1 | 60000 | 1 | 65000 | 1 | 70000 | 1 | 75000 | 1 | 80000 | 1 | 85000 | 1 | 65000 | 1 | 70000 | 1 | 75000 | 1 | 80000 | 1 | 85000 | 1 | 90000 | 1 | 55000 | 1 | 60000 | 1 | 65000 | 1 | 70000 | 1 | 75000 | 1 | 80000 | 1 | 60000 | 1 | 65000 | 1 | 70000 | 1 | 75000 | 1 | 80000 | 1 | 85000 | 1 | 60000 | 1 | 65000 | 1 | 70000 | 1 | 75000 | 1 | 80000 | 1 | 85000 | 1 | 65000 | 1 | 70000 | 1 | 75000 | 1 | 80000 | 1 | 85000 | 1 | 90000 | 1 | 55000 | 1 | 60000 | 1 | 65000 | 1 | 70000 | 1 | 75000 | 1 | 80000 | 1 | 55000 | 1 | 60000 | 1 | 65000 | 1 | 70000 | 1 | 75000 | 1 | 80000 | 0 | 52000 | 0 | 56000 | 1 | 60000 | 1 | 64000
10 | Shift Supervisor | 0 | 41000 | 0 | 41000 | 4 | 41000 | 4 | 41000 | 4 | 41000 | 4 | 41000 | 0 | 45000 | 0 | 45000 | 4 | 45000 | 4 | 45000 | 4 | 45000 | 4 | 45000 | 0 | 45000 | 0 | 45000 | 0 | 45000 | 4 | 45000 | 4 | 45000 | 4 | 45000 | 0 | 45000 | 0 | 45000 | 0 | 45000 | 4 | 45000 | 4 | 45000 | 4 | 45000 | 0 | 45000 | 0 | 45000 | 4 | 45000 | 4 | 45000 | 4 | 45000 | 4 | 45000 | 0 | 45000 | 0 | 45000 | 4 | 45000 | 4 | 45000 | 4 | 45000 | 4 | 45000 | 0 | 45000 | 0 | 45000 | 4 | 45000 | 4 | 45000 | 4 | 45000 | 4 | 45000 | 0 | 45000 | 0 | 45000 | 4 | 45000 | 4 | 45000 | 4 | 45000 | 4 | 45000 | 0 | 40000 | 0 | 40000 | 0 | 40000 | 0 | 40000
11 | Operator | 4 | 41000 | 4 | 41000 | 4 | 38000 | 4 | 38000 | 4 | 38000 | 8 | 38000 | 4 | 45000 | 4 | 45000 | 4 | 42000 | 4 | 42000 | 8 | 42000 | 8 | 42000 | 4 | 40000 | 4 | 40000 | 4 | 40000 | 4 | 40000 | 8 | 40000 | 8 | 40000 | 4 | 40000 | 4 | 40000 | 4 | 40000 | 4 | 40000 | 8 | 40000 | 8 | 40000 | 4 | 40000 | 4 | 40000 | 4 | 40000 | 4 | 40000 | 8 | 40000 | 8 | 40000 | 4 | 40000 | 4 | 40000 | 4 | 40000 | 4 | 40000 | 8 | 40000 | 8 | 40000 | 4 | 40000 | 4 | 40000 | 4 | 40000 | 4 | 40000 | 8 | 40000 | 8 | 40000 | 4 | 40000 | 4 | 40000 | 4 | 40000 | 4 | 40000 | 8 | 40000 | 8 | 40000 | 3 | 40000 | 4 | 40000 | 4 | 40000 | 4 | 40000
12 | Instrument & Electrical Technician | 1 | 48000 | 1 | 48000 | 1 | 48000 | 1 | 48000 | 1 | 48000 | 2 | 48000 | 1 | 48000 | 1 | 48000 | 1 | 48000 | 1 | 48000 | 1 | 48000 | 2 | 48000 | 1 | 40000 | 1 | 40000 | 1 | 40000 | 1 | 40000 | 1 | 40000 | 2 | 40000 | 1 | 40000 | 1 | 40000 | 1 | 40000 | 1 | 40000 | 1 | 40000 | 2 | 40000 | 1 | 40000 | 1 | 40000 | 1 | 40000 | 1 | 40000 | 1 | 40000 | 2 | 40000 | 1 | 40000 | 1 | 40000 | 1 | 40000 | 1 | 40000 | 1 | 40000 | 2 | 40000 | 1 | 40000 | 1 | 40000 | 1 | 40000 | 1 | 40000 | 1 | 40000 | 2 | 40000 | 1 | 40000 | 1 | 40000 | 1 | 40000 | 1 | 40000 | 1 | 40000 | 2 | 40000 | 1 | 48000 | 1 | 48000 | 1 | 48000 | 1 | 48000
13 | Maintenance Mechanic | 1 | 43000 | 1 | 43000 | 2 | 43000 | 2 | 43000 | 2 | 43000 | 2 | 43000 | 1 | 45000 | 1 | 45000 | 2 | 45000 | 2 | 45000 | 2 | 45000 | 2 | 45000 | 1 | 45000 | 1 | 45000 | 2 | 45000 | 2 | 45000 | 2 | 45000 | 2 | 45000 | 1 | 45000 | 1 | 45000 | 2 | 45000 | 2 | 45000 | 2 | 45000 | 2 | 45000 | 1 | 45000 | 1 | 45000 | 2 | 45000 | 2 | 45000 | 2 | 45000 | 2 | 45000 | 1 | 45000 | 1 | 45000 | 2 | 45000 | 2 | 45000 | 2 | 45000 | 2 | 45000 | 1 | 45000 | 1 | 45000 | 2 | 45000 | 2 | 45000 | 2 | 45000 | 2 | 45000 | 1 | 45000 | 1 | 45000 | 2 | 45000 | 2 | 45000 | 2 | 45000 | 2 | 45000 | 0 | 41500 | 1 | 41500 | 1 | 41500 | 1 | 41500
14 | Administrative Assistant | 1 | 27500 | 1 | 27500 | 1 | 27500 | 1 | 30000 | 1 | 30000 | 2 | 30000 | 1 | 27500 | 1 | 27500 | 1 | 27500 | 1 | 30000 | 1 | 30000 | 2 | 30000 | 1 | 27000 | 1 | 27000 | 1 | 27000 | 1 | 30000 | 1 | 30000 | 2 | 30000 | 1 | 27000 | 1 | 27000 | 1 | 27000 | 1 | 30000 | 1 | 30000 | 2 | 30000 | 1 | 27000 | 1 | 27000 | 1 | 27000 | 1 | 30000 | 1 | 30000 | 2 | 30000 | 1 | 27000 | 1 | 27000 | 1 | 27000 | 1 | 30000 | 1 | 30000 | 2 | 30000 | 1 | 27000 | 1 | 27000 | 1 | 27000 | 1 | 30000 | 1 | 30000 | 2 | 30000 | 1 | 27000 | 1 | 27000 | 1 | 27000 | 1 | 30000 | 1 | 30000 | 2 | 30000 |  | 24500 |  | 24500 | 1 | 24500 | 1 | 26000
15
16 | Consumables
17
18 | Calibration Gas for CEM System |  | 5870 |  | 11740 |  | 17610 |  | 23480 |  | 29350 |  | 35220 |  | 5700 |  | 11740 |  | 17610 |  | 23480 |  | 29350 |  | 35220 |  | 5700 |  | 11400 |  | 17100 |  | 22800 |  | 28500 |  | 34200 |  | 5700 |  | 11400 |  | 17100 |  | 22800 |  | 28500 |  | 34200 |  | 5700 |  | 11400 |  | 17100 |  | 22800 |  | 28500 |  | 34200 |  | 5700 |  | 11400 |  | 17100 |  | 22800 |  | 28500 |  | 34200 |  | 5700 |  | 11400 |  | 17100 |  | 22800 |  | 28500 |  | 34200 |  | 5700 |  | 11400 |  | 17100 |  | 22800 |  | 28500 |  | 34200 |  | 5700 |  | 11400 |  | 17100 |  | 22800
19 | Sample Containers |  | 575 |  | 1150 |  | 1725 |  | 2300 |  | 2875 |  | 3450 |  | 550 |  | 1150 |  | 1725 |  | 2300 |  | 2875 |  | 3450 |  | 550 |  | 1150 |  | 1725 |  | 2300 |  | 2875 |  | 3450 |  | 550 |  | 1150 |  | 1725 |  | 2300 |  | 2875 |  | 3450 |  | 550 |  | 1150 |  | 1725 |  | 2300 |  | 2875 |  | 3450 |  | 550 |  | 1150 |  | 1725 |  | 2300 |  | 2875 |  | 3450 |  | 550 |  | 1150 |  | 1725 |  | 2300 |  | 2875 |  | 3450 |  | 550 |  | 1150 |  | 1725 |  | 2300 |  | 2875 |  | 3450 |  | 550 |  | 1100 |  | 1650 |  | 2200
20 | Filters (Air, Oil, & Fuel) |  | 17000 |  | 34000 |  | 51000 |  | 68000 |  | 85000 |  | 102000 |  | 17000 |  | 34000 |  | 51000 |  | 68000 |  | 85000 |  | 102000 |  | 26000 |  | 52000 |  | 78000 |  | 104000 |  | 130000 |  | 156000 |  | 14000 |  | 52000 |  | 78000 |  | 104000 |  | 130000 |  | 156000 |  | 17500 |  | 35000 |  | 52500 |  | 70000 |  | 87500 |  | 105000 |  | 17500 |  | 35000 |  | 52500 |  | 70000 |  | 87500 |  | 105000 |  | 17500 |  | 35000 |  | 52500 |  | 70000 |  | 87500 |  | 105000 |  | 17500 |  | 35000 |  | 52500 |  | 70000 |  | 87500 |  | 105000 |  | 8000 |  | 16000 |  | 24000 |  | 32000
21 | Oil & Grease |  | 8000 |  | 16000 |  | 24000 |  | 32000 |  | 40000 |  | 48000 |  | 11000 |  | 22000 |  | 33000 |  | 44000 |  | 55000 |  | 66000 |  | 14000 |  | 28000 |  | 42000 |  | 56000 |  | 70000 |  | 84000 |  | 16000 |  | 32000 |  | 48000 |  | 64000 |  | 80000 |  | 96000 |  | 8000 |  | 16000 |  | 24000 |  | 32000 |  | 40000 |  | 48000 |  | 8000 |  | 16000 |  | 24000 |  | 32000 |  | 40000 |  | 48000 |  | 8000 |  | 16000 |  | 24000 |  | 32000 |  | 40000 |  | 48000 |  | 8000 |  | 16000 |  | 24000 |  | 32000 |  | 40000 |  | 48000 |  | 7500 |  | 15000 |  | 22500 |  | 30000
22 | Welding Supplies |  | 1000 |  | 1200 |  | 1440 |  | 1728 |  | 2073.6 |  | 2488.32 |  | 1000 |  | 1200 |  | 1440 |  | 1728 |  | 2073.6 |  | 2488.32 |  | 1000 |  | 1200 |  | 1440 |  | 1728 |  | 2073.6 |  | 2488.32 |  | 600 |  | 720 |  | 864 |  | 1036.8 |  | 1244.16 |  | 1492.992 |  | 800 |  | 960 |  | 1152 |  | 1382.4 |  | 1658.88 |  | 1990.656 |  | 800 |  | 960 |  | 1152 |  | 1382.4 |  | 1658.88 |  | 1990.656 |  | 800 |  | 960 |  | 1152 |  | 1382.4 |  | 1658.88 |  | 1990.656 |  | 800 |  | 960 |  | 1152 |  | 1382.4 |  | 1658.88 |  | 1990.656 |  | 1000 |  | 1200 |  | 1440 |  | 1728
23 | Replacement Tools |  | 1350 |  | 1485 |  | 1633.5 |  | 1796.85 |  | 1976.535 |  | 2174.1885 |  | 2100 |  | 2310 |  | 2541 |  | 2795.1 |  | 3074.61 |  | 3382.071 |  | 1300 |  | 1430 |  | 1573 |  | 1730.3 |  | 1903.33 |  | 2093.663 |  | 2500 |  | 2750 |  | 3025 |  | 3327.5 |  | 3660.25 |  | 4026.275 |  | 3000 |  | 3750 |  | 4687.5 |  | 5859.375 |  | 7324.2188 |  | 9155.2734 |  | 3000 |  | 3750 |  | 4687.5 |  | 5859.375 |  | 7324.2188 |  | 9155.2734 |  | 3000 |  | 3750 |  | 4687.5 |  | 5859.375 |  | 7324.2188 |  | 9155.2734 |  | 3000 |  | 3750 |  | 4687.5 |  | 5859.375 |  | 7324.2188 |  | 9155.2734 |  | 2000 |  | 2400 |  | 2880 |  | 3456
24 | Vehicle Maintenance & Fuel |  | 1550 |  | 1550 |  | 1550 |  | 1550 |  | 1550 |  | 1550 |  | 1550 |  | 1550 |  | 1550 |  | 1550 |  | 1550 |  | 1550 |  | 1500 |  | 1500 |  | 1500 |  | 1500 |  | 1500 |  | 1500 |  | 1800 |  | 1800 |  | 1800 |  | 1800 |  | 1800 |  | 1800 |  | 1800 |  | 1800 |  | 1800 |  | 1800 |  | 1800 |  | 1800 |  | 1800 |  | 1800 |  | 1800 |  | 1800 |  | 1800 |  | 1800 |  | 1800 |  | 1800 |  | 1800 |  | 1800 |  | 1800 |  | 1800 |  | 1800 |  | 1800 |  | 1800 |  | 1800 |  | 1800 |  | 1800 |  | 1800 |  | 1800 |  | 1800 |  | 1800
25 | Uniforms |  | 8212.5 |  | 8212.5 |  | 12775 |  | 12775 |  | 12775 |  | 18250 |  | 8212.5 |  | 8212.5 |  | 12775 |  | 12775 |  | 16425 |  | 18250 |  | 8212.5 |  | 8212.5 |  | 9125 |  | 12775 |  | 16425 |  | 18250 |  | 8212.5 |  | 8212.5 |  | 9125 |  | 12775 |  | 16425 |  | 18250 |  | 8212.5 |  | 8212.5 |  | 12775 |  | 12775 |  | 16425 |  | 18250 |  | 8212.5 |  | 8212.5 |  | 12775 |  | 12775 |  | 16425 |  | 18250 |  | 8212.5 |  | 8212.5 |  | 12775 |  | 12775 |  | 16425 |  | 18250 |  | 8212.5 |  | 8212.5 |  | 12775 |  | 12775 |  | 16425 |  | 18250 |  | 4653.75 |  | 6515.25 |  | 8376.75 |  | 8376.75
26 | Batteries, Fitgs. Charts, Solv., Nuts & Bolts Packings, Etc. |  | 9421.875 |  | 17901.5625 |  | 27323.4375 |  | 36745.3125 |  | 46167.1875 |  | 55589.0625 |  | 10353.125 |  | 19670.9375 |  | 30024.0625 |  | 40377.1875 |  | 50730.3125 |  | 61083.4375 |  | 14565.625 |  | 17901.5625 |  | 27323.4375 |  | 36745.3125 |  | 46167.1875 |  | 55589.0625 |  | 12340.625 |  | 17901.5625 |  | 27323.4375 |  | 36745.3125 |  | 46167.1875 |  | 55589.0625 |  | 11390.625 |  | 17901.5625 |  | 27323.4375 |  | 36745.3125 |  | 46167.1875 |  | 55589.0625 |  | 11390.625 |  | 17901.5625 |  | 27323.4375 |  | 36745.3125 |  | 46167.1875 |  | 55589.0625 |  | 11390.625 |  | 17901.5625 |  | 27323.4375 |  | 36745.3125 |  | 46167.1875 |  | 55589.0625 |  | 11390.625 |  | 17901.5625 |  | 27323.4375 |  | 36745.3125 |  | 46167.1875 |  | 55589.0625 |  | 7800.9375 |  | 14041.6875 |  | 21062.5312 |  | 28083.375
27 | Nitrogen / Hydrogen |  | 0 |  | 0 |  | 0 |  | 0 |  | 0 |  | 0 |  | 0 |  | 0 |  | 0 |  | 0 |  | 0 |  | 0 |  | 0 |  | 0 |  | 0 |  | 0 |  | 0 |  | 0 |  | 0 |  | 0 |  | 0 |  | 0 |  | 0 |  | 0 |  | 2500 |  | 5000 |  | 7500 |  | 10000 |  | 12500 |  | 15000 |  | 2500 |  | 5000 |  | 7500 |  | 10000 |  | 12500 |  | 15000 |  | 2500 |  | 5000 |  | 7500 |  | 10000 |  | 12500 |  | 15000 |  | 2500 |  | 5000 |  | 7500 |  | 10000 |  | 12500 |  | 15000 |  | 2500 |  | 5000 |  | 7500 |  | 10000
28 | Turbine Water Wash Solution |  | 6000 |  | 12000 |  | 18000 |  | 24000 |  | 30000 |  | 36000 |  | 6000 |  | 12000 |  | 18000 |  | 24000 |  | 30000 |  | 36000 |  | 6000 |  | 12000 |  | 18000 |  | 24000 |  | 30000 |  | 36000 |  | 6000 |  | 12000 |  | 18000 |  | 24000 |  | 30000 |  | 36000 |  | 6000 |  | 12000 |  | 18000 |  | 24000 |  | 30000 |  | 36000 |  | 6000 |  | 12000 |  | 18000 |  | 24000 |  | 30000 |  | 36000 |  | 4000 |  | 12000 |  | 18000 |  | 24000 |  | 30000 |  | 36000 |  | 4000 |  | 12000 |  | 18000 |  | 24000 |  | 30000 |  | 36000 |  | 3000 |  | 6000 |  | 9000 |  | 12000
29
30
31
32
33
34 | Chemicals and Water Treatment
35
36 | Boiler |  | 0 |  | 0 |  | 0 |  | 0 |  | 0 |  | 0 |  | 9800 |  | 19600 |  | 29400 |  | 39200 |  | 49000 |  | 58800 |  | 0 |  | 0 |  | 0 |  | 0 |  | 0 |  | 0 |  | 7000 |  | 14000 |  | 21000 |  | 28000 |  | 35000 |  | 42000 |  | 0 |  | 0 |  | 0 |  | 0 |  | 0 |  | 0 |  | 9800 |  | 19600 |  | 29400 |  | 39200 |  | 49000 |  | 58800 |  | 0 |  | 0 |  | 0 |  | 0 |  | 0 |  | 0 |  | 0 |  | 0 |  | 0 |  | 0 |  | 0 |  | 0 |  | 0 |  | 0 |  | 0 |  | 0
37 | Pretreatment |  | 1135 |  | 2270 |  | 3405 |  | 4540 |  | 5675 |  | 6810 |  | 2628 |  | 2270 |  | 3405 |  | 4540 |  | 5675 |  | 6810 |  | 1100 |  | 2200 |  | 3300 |  | 4400 |  | 5500 |  | 6600 |  | 1642.5 |  | 2200 |  | 3300 |  | 4400 |  | 5500 |  | 6600 |  | 0 |  | 0 |  | 0 |  | 0 |  | 0 |  | 0 |  | 2628 |  | 5256 |  | 7884 |  | 10512 |  | 13140 |  | 15768 |  | 0 |  | 0 |  | 0 |  | 0 |  | 0 |  | 0 |  | 0 |  | 0 |  | 0 |  | 0 |  | 0 |  | 0 |  | 1135 |  | 2270 |  | 3405 |  | 4540
38 | Cooling Tower |  | 14500 |  | 26100 |  | 40600 |  | 55100 |  | 69600 |  | 84100 |  | 14500 |  | 26100 |  | 40600 |  | 55100 |  | 69600 |  | 84100 |  | 10000 |  | 20000 |  | 30000 |  | 40000 |  | 50000 |  | 60000 |  | 14000 |  | 28000 |  | 42000 |  | 56000 |  | 70000 |  | 84000 |  | 9500 |  | 19000 |  | 28500 |  | 38000 |  | 47500 |  | 57000 |  | 14500 |  | 29000 |  | 43500 |  | 58000 |  | 72500 |  | 87000 |  | 0 |  | 0 |  | 0 |  | 0 |  | 0 |  | 0 |  | 0 |  | 0 |  | 0 |  | 0 |  | 0 |  | 0 |  | 6750 |  | 8100 |  | 12150 |  | 16200
39 | NH3 (SCR) |  | 41200 |  | 82400 |  | 123600 |  | 164800 |  | 206000 |  | 247200 |  | 41200 |  | 82400 |  | 123600 |  | 164800 |  | 206000 |  | 247200 |  | 30000 |  | 60000 |  | 90000 |  | 120000 |  | 150000 |  | 180000 |  | 30000 |  | 60000 |  | 90000 |  | 120000 |  | 150000 |  | 180000 |  | 33000 |  | 66000 |  | 99000 |  | 132000 |  | 165000 |  | 198000 |  | 41200 |  | 41200 |  | 41200 |  | 41200 |  | 41200 |  | 41200 |  | 0 |  | 0 |  | 0 |  | 0 |  | 0 |  | 0 |  | 0 |  | 0 |  | 0 |  | 0 |  | 0 |  | 0 |  | 0 |  | 0 |  | 0 |  | 0
40 | CO² (Fire Suppression System) |  | 1650 |  | 3300 |  | 4950 |  | 6600 |  | 8250 |  | 3300 |  | 1650 |  | 3300 |  | 4950 |  | 6600 |  | 8250 |  | 3300 |  | 1500 |  | 3000 |  | 4500 |  | 6000 |  | 7500 |  | 9000 |  | 1500 |  | 3000 |  | 4500 |  | 6000 |  | 7500 |  | 9000 |  | 1500 |  | 3000 |  | 4500 |  | 6000 |  | 7500 |  | 9000 |  | 1650 |  | 3000 |  | 4500 |  | 6000 |  | 7500 |  | 9000 |  | 1500 |  | 3000 |  | 4500 |  | 6000 |  | 7500 |  | 9000 |  | 1500 |  | 3000 |  | 4500 |  | 6000 |  | 7500 |  | 9000 |  | 1550 |  | 2480 |  | 3720 |  | 4960
41 |  |  | 2050 |  | 4100 |  | 6150 |  | 8200 |  | 10250 |  | 12300 |  | 6400 |  | 12800 |  | 19200 |  | 25600 |  | 32000 |  | 38400 |  | 2000 |  | 4000 |  | 6000 |  | 8000 |  | 10000 |  | 12000 |  | 1000 |  | 4000 |  | 6000 |  | 8000 |  | 10000 |  | 12000 |  | 0 |  | 0 |  | 0 |  | 0 |  | 0 |  | 0 |  | 6400 |  | 12800 |  | 19200 |  | 25600 |  | 32000 |  | 38400 |  | 0 |  | 0 |  | 0 |  | 0 |  | 0 |  | 0 |  | 0 |  | 0 |  | 0 |  | 0 |  | 0 |  | 0 |  | 2000 |  | 3200 |  | 4800 |  | 6400
42 | Reagents |  | 1200 |  | 2160 |  | 3360 |  | 4560 |  | 5760 |  | 6960 |  | 5350 |  | 2160 |  | 3360 |  | 4560 |  | 5760 |  | 6960 |  | 1200 |  | 2160 |  | 3360 |  | 4560 |  | 5760 |  | 6960 |  | 1500 |  | 2400 |  | 3600 |  | 4800 |  | 6000 |  | 7200 |  | 0 |  | 0 |  | 0 |  | 0 |  | 0 |  | 0 |  | 5350 |  | 10700 |  | 16050 |  | 21400 |  | 26750 |  | 32100 |  | 0 |  | 0 |  | 0 |  | 0 |  | 0 |  | 0 |  | 0 |  | 0 |  | 0 |  | 0 |  | 0 |  | 0 |  | 1100 |  | 1760 |  | 2640 |  | 3520
43 | RO / Demineralization |  | 38200 |  | 68760 |  | 106960 |  | 145160 |  | 183360 |  | 221560 |  | 40828 |  | 73490.4 |  | 114318.4 |  | 155146.4 |  | 195974.4 |  | 236802.4 |  | 3100 |  | 5580 |  | 8680 |  | 11780 |  | 14880 |  | 17980 |  | 14782.5 |  | 6200 |  | 9300 |  | 12400 |  | 15500 |  | 18600 |  | 38200 |  | 76400 |  | 114600 |  | 152800 |  | 191000 |  | 229200 |  | 40828 |  | 81656 |  | 122484 |  | 163312 |  | 204140 |  | 244968 |  | 0 |  | 76400 |  | 114600 |  | 152800 |  | 191000 |  | 229200 |  | 0 |  | 76400 |  | 114600 |  | 152800 |  | 191000 |  | 229200 |  | 1200 |  | 2400 |  | 3600 |  | 4800
44 | Fuel Treatment Chemicals |  | 0 |  | 0 |  | 0 |  | 0 |  | 0 |  | 0 |  | 0 |  | 0 |  | 0 |  | 0 |  | 0 |  | 0 |  | 0 |  | 0 |  | 0 |  | 0 |  | 0 |  | 0 |  | 0 |  | 0 |  | 0 |  | 0 |  | 0 |  | 0 |  | 0 |  | 0 |  | 0 |  | 0 |  | 0 |  | 0 |  | 0 |  | 0 |  | 0 |  | 0 |  | 0 |  | 0 |  | 0 |  | 0 |  | 0 |  | 0 |  | 0 |  | 0 |  | 0 |  | 0 |  | 0 |  | 0 |  | 0 |  | 0
45 | Lithium Bromide |  | 1100 |  | 2200 |  | 3300 |  | 4400 |  | 5500 |  | 6600 |  | 1100 |  | 2200 |  | 3300 |  | 4400 |  | 5500 |  | 6600 |  | 1100 |  | 2200 |  | 3300 |  | 4400 |  | 5500 |  | 6600 |  | 1100 |  | 2200 |  | 3300 |  | 4400 |  | 5500 |  | 6600
46
47
48
49
50 | Office & Administration
51
52 | Telephone & Postage |  | 60000 |  | 60000 |  | 66000 |  | 66000 |  | 66000 |  | 66000 |  | 60000 |  | 60000 |  | 66000 |  | 66000 |  | 66000 |  | 66000 |  | 60000 |  | 60000 |  | 66000 |  | 66000 |  | 66000 |  | 66000 |  | 60000 |  | 60000 |  | 66000 |  | 66000 |  | 66000 |  | 66000 |  | 60000 |  | 60000 |  | 60000 |  | 60000 |  | 60000 |  | 60000 |  | 60000 |  | 60000 |  | 66000 |  | 66000 |  | 66000 |  | 66000 |  | 60000 |  | 60000 |  | 66000 |  | 66000 |  | 66000 |  | 66000 |  | 60000 |  | 60000 |  | 66000 |  | 66000 |  | 66000 |  | 66000 |  | 60000 |  | 60000 |  | 60000 |  | 66000
53 | Admin. Supplies, Coffee, Misc. |  | 9855 |  | 9855 |  | 15330 |  | 15330 |  | 15330 |  | 21900 |  | 9855 |  | 9855 |  | 15330 |  | 15330 |  | 19710 |  | 21900 |  | 9855 |  | 9855 |  | 10950 |  | 15330 |  | 19710 |  | 21900 |  | 9855 |  | 9855 |  | 10950 |  | 15330 |  | 19710 |  | 21900 |  | 9855 |  | 9855 |  | 15330 |  | 15330 |  | 19710 |  | 21900 |  | 9855 |  | 9855 |  | 15330 |  | 15330 |  | 19710 |  | 21900 |  | 9855 |  | 9855 |  | 15330 |  | 15330 |  | 19710 |  | 21900 |  | 9855 |  | 9855 |  | 15330 |  | 15330 |  | 19710 |  | 21900 |  | 5475 |  | 7665 |  | 9855 |  | 9855
54 | Consulting & Audits |  | 5500 |  | 5500 |  | 5500 |  | 5500 |  | 5500 |  | 5500 |  | 5500 |  | 5500 |  | 5500 |  | 5500 |  | 5500 |  | 5500 |  | 5500 |  | 5500 |  | 5500 |  | 5500 |  | 5500 |  | 5500 |  | 5500 |  | 5500 |  | 5500 |  | 5500 |  | 5500 |  | 5500 |  | 5500 |  | 5500 |  | 5500 |  | 5500 |  | 5500 |  | 5500 |  | 5500 |  | 5500 |  | 5500 |  | 5500 |  | 5500 |  | 5500 |  | 5500 |  | 5500 |  | 5500 |  | 5500 |  | 5500 |  | 5500 |  | 5500 |  | 5500 |  | 5500 |  | 5500 |  | 5500 |  | 5500 |  | 5700 |  | 5700 |  | 5700 |  | 5700
55 | Support Travel Expenses |  | 4600 |  | 4600 |  | 4600 |  | 4600 |  | 4600 |  | 4600 |  | 4600 |  | 4600 |  | 4600 |  | 4600 |  | 4600 |  | 4600 |  | 4600 |  | 4600 |  | 4600 |  | 4600 |  | 4600 |  | 4600 |  | 4600 |  | 4600 |  | 4600 |  | 4600 |  | 4600 |  | 4600 |  | 4600 |  | 4600 |  | 4600 |  | 4600 |  | 4600 |  | 4600 |  | 4600 |  | 4600 |  | 4600 |  | 4600 |  | 4600 |  | 4600 |  | 4600 |  | 4600 |  | 4600 |  | 4600 |  | 4600 |  | 4600 |  | 4600 |  | 4600 |  | 4600 |  | 4600 |  | 4600 |  | 4600 |  | 4600 |  | 4600 |  | 4600 |  | 4600
56
57 | Training
58
59 | Safety (Training and supplies) |  | 2400 |  | 2400 |  | 3900 |  | 3900 |  | 3900 |  | 5400 |  | 2400 |  | 2400 |  | 3900 |  | 3900 |  | 5100 |  | 5400 |  | 2400 |  | 2400 |  | 2700 |  | 3900 |  | 5100 |  | 5400 |  | 2400 |  | 2400 |  | 2700 |  | 3900 |  | 5100 |  | 5400 |  | 1600 |  | 1600 |  | 2600 |  | 2600 |  | 3400 |  | 3600 |  | 1600 |  | 1600 |  | 2600 |  | 2600 |  | 3400 |  | 3600 |  | 1600 |  | 1600 |  | 2600 |  | 2600 |  | 3400 |  | 3600 |  | 1600 |  | 1600 |  | 2600 |  | 2600 |  | 3400 |  | 3600 |  | 1000 |  | 1400 |  | 1600 |  | 1600
60 | Equipment Vendor Schools |  | 16000 |  | 16000 |  | 26000 |  | 26000 |  | 26000 |  | 36000 |  | 16000 |  | 16000 |  | 26000 |  | 26000 |  | 34000 |  | 36000 |  | 16000 |  | 16000 |  | 18000 |  | 26000 |  | 34000 |  | 36000 |  | 16000 |  | 16000 |  | 18000 |  | 26000 |  | 34000 |  | 36000 |  | 10000 |  | 16000 |  | 26000 |  | 26000 |  | 34000 |  | 36000 |  | 10000 |  | 16000 |  | 26000 |  | 26000 |  | 34000 |  | 36000 |  | 10000 |  | 16000 |  | 26000 |  | 26000 |  | 34000 |  | 36000 |  | 10000 |  | 16000 |  | 26000 |  | 26000 |  | 34000 |  | 36000 |  | 10000 |  | 14000 |  | 16000 |  | 16000
61 | Turbine User Group Meetings |  | 2500 |  | 2500 |  | 2000 |  | 2000 |  | 2000 |  | 2000 |  | 2500 |  | 2500 |  | 2500 |  | 2500 |  | 2500 |  | 2500 |  | 2000 |  | 2500 |  | 2500 |  | 2500 |  | 2500 |  | 2500 |  | 2500 |  | 2500 |  | 2500 |  | 2500 |  | 2500 |  | 2500 |  | 2000 |  | 2500 |  | 2500 |  | 2500 |  | 2500 |  | 2500 |  | 2000 |  | 2500 |  | 2500 |  | 2500 |  | 2500 |  | 2500 |  | 2000 |  | 2500 |  | 2500 |  | 2500 |  | 2500 |  | 2500 |  | 2000 |  | 2500 |  | 2500 |  | 2500 |  | 2500 |  | 2500 |  | 2000 |  | 2500 |  | 2500 |  | 2500
62 | Travel & Subsistence |  | 16800 |  | 16000 |  | 26000 |  | 26000 |  | 26000 |  | 36000 |  | 16800 |  | 16000 |  | 26000 |  | 26000 |  | 34000 |  | 36000 |  | 16000 |  | 16000 |  | 18000 |  | 26000 |  | 34000 |  | 36000 |  | 16000 |  | 16000 |  | 18000 |  | 26000 |  | 34000 |  | 36000 |  | 16000 |  | 16000 |  | 26000 |  | 26000 |  | 34000 |  | 36000 |  | 16000 |  | 16000 |  | 26000 |  | 26000 |  | 34000 |  | 36000 |  | 16000 |  | 16000 |  | 26000 |  | 26000 |  | 34000 |  | 36000 |  | 16000 |  | 16000 |  | 26000 |  | 26000 |  | 34000 |  | 36000 |  | 10000 |  | 14000 |  | 16000 |  | 16000
63
64
65
66
67
68 | Contract Services
69
70 | Waste Removal (Haz, Non-Haz) |  | 10300 |  | 12360 |  | 14832 |  | 17798.4 |  | 21358.08 |  | 25629.696 |  | 10000 |  | 12000 |  | 14400 |  | 17280 |  | 20736 |  | 24883.2 |  | 10000 |  | 12000 |  | 14400 |  | 17280 |  | 20736 |  | 24883.2 |  | 10000 |  | 12000 |  | 14400 |  | 17280 |  | 20736 |  | 24883.2 |  | 8000 |  | 9600 |  | 11520 |  | 13824 |  | 16588.8 |  | 19906.56 |  | 8000 |  | 9600 |  | 11520 |  | 13824 |  | 16588.8 |  | 19906.56 |  | 8000 |  | 9600 |  | 11520 |  | 13824 |  | 16588.8 |  | 19906.56 |  | 8000 |  | 9600 |  | 11520 |  | 13824 |  | 16588.8 |  | 19906.56 |  | 8000 |  | 9600 |  | 11520 |  | 13824
71 | Borescope Inspections |  | 15500 |  | 20500 |  | 25500 |  | 30500 |  | 35500 |  | 40500 |  | 18500 |  | 23500 |  | 28500 |  | 33500 |  | 38500 |  | 43500 |  | 15000 |  | 20000 |  | 25000 |  | 30000 |  | 35000 |  | 40000 |  | 15000 |  | 20000 |  | 25000 |  | 30000 |  | 35000 |  | 40000 |  | 10000 |  | 15000 |  | 20000 |  | 25000 |  | 30000 |  | 35000 |  | 10000 |  | 15000 |  | 20000 |  | 25000 |  | 30000 |  | 35000 |  | 10000 |  | 15000 |  | 20000 |  | 25000 |  | 30000 |  | 35000 |  | 10000 |  | 15000 |  | 20000 |  | 25000 |  | 30000 |  | 35000 |  | 10000 |  | 15000 |  | 20000 |  | 25000
72 | Equipment Rental |  | 5150 |  | 7725 |  | 12875 |  | 18025 |  | 23175 |  | 28325 |  | 5150 |  | 7725 |  | 12875 |  | 18025 |  | 23175 |  | 28325 |  | 3000 |  | 4500 |  | 7500 |  | 10500 |  | 13500 |  | 16500 |  | 3000 |  | 3600 |  | 4320 |  | 5184 |  | 6220.8 |  | 7464.96 |  | 6000 |  | 7200 |  | 8640 |  | 10368 |  | 12441.6 |  | 14929.92 |  | 6000 |  | 7200 |  | 8640 |  | 10368 |  | 12441.6 |  | 14929.92 |  | 6000 |  | 7200 |  | 8640 |  | 10368 |  | 12441.6 |  | 14929.92 |  | 6000 |  | 7200 |  | 8640 |  | 10368 |  | 12441.6 |  | 14929.92 |  | 6500 |  | 7800 |  | 9360 |  | 11232
73 | Calibration (Meter & Gauge) |  | 5150 |  | 7150 |  | 9150 |  | 11150 |  | 13150 |  | 15150 |  | 9300 |  | 11300 |  | 13300 |  | 15300 |  | 17300 |  | 19300 |  | 5000 |  | 7000 |  | 9000 |  | 11000 |  | 13000 |  | 15000 |  | 7000 |  | 9000 |  | 11000 |  | 13000 |  | 15000 |  | 17000 |  | 8000 |  | 10000 |  | 12000 |  | 14000 |  | 16000 |  | 18000 |  | 8000 |  | 10000 |  | 12000 |  | 14000 |  | 16000 |  | 18000 |  | 8000 |  | 10000 |  | 12000 |  | 14000 |  | 16000 |  | 18000 |  | 8000 |  | 10000 |  | 12000 |  | 14000 |  | 16000 |  | 18000 |  | 8000 |  | 10000 |  | 12000 |  | 14000
74 | Annual Switchgear Maintenance Inspections |  | 15500 |  | 27900 |  | 43400 |  | 58900 |  | 74400 |  | 89900 |  | 15500 |  | 27900 |  | 43400 |  | 58900 |  | 74400 |  | 89900 |  | 13000 |  | 23400 |  | 36400 |  | 49400 |  | 62400 |  | 75400 |  | 13000 |  | 14000 |  | 15000 |  | 16000 |  | 17000 |  | 18000 |  | 13000 |  | 14000 |  | 15000 |  | 16000 |  | 17000 |  | 18000 |  | 13000 |  | 14000 |  | 15000 |  | 16000 |  | 17000 |  | 18000 |  | 13000 |  | 14000 |  | 15000 |  | 16000 |  | 17000 |  | 18000 |  | 13000 |  | 14000 |  | 15000 |  | 16000 |  | 17000 |  | 18000 |  | 12000 |  | 13000 |  | 14000 |  | 15000
75 | Electrical |  | 5000 |  | 9000 |  | 14000 |  | 19000 |  | 24000 |  | 29000 |  | 5000 |  | 9000 |  | 14000 |  | 19000 |  | 24000 |  | 29000 |  | 4000 |  | 7200 |  | 11200 |  | 15200 |  | 19200 |  | 23200 |  | 3000 |  | 4000 |  | 5000 |  | 6000 |  | 7000 |  | 8000 |  | 3000 |  | 4000 |  | 5000 |  | 6000 |  | 7000 |  | 8000 |  | 3000 |  | 4000 |  | 5000 |  | 6000 |  | 7000 |  | 8000 |  | 3000 |  | 4000 |  | 5000 |  | 6000 |  | 7000 |  | 8000 |  | 3000 |  | 4000 |  | 5000 |  | 6000 |  | 7000 |  | 8000 |  | 3100 |  | 4100 |  | 5100 |  | 6100
76 | Grounds Keeping |  | 2400 |  | 2900 |  | 3400 |  | 3900 |  | 4400 |  | 4900 |  | 2400 |  | 2900 |  | 3400 |  | 3900 |  | 4400 |  | 4900 |  | 2400 |  | 2900 |  | 3400 |  | 3900 |  | 4400 |  | 4900 |  | 2400 |  | 2900 |  | 3400 |  | 3900 |  | 4400 |  | 4900 |  | 2400 |  | 2900 |  | 3400 |  | 3900 |  | 4400 |  | 4900 |  | 2400 |  | 2900 |  | 3400 |  | 3900 |  | 4400 |  | 4900 |  | 2400 |  | 2900 |  | 3400 |  | 3900 |  | 4400 |  | 4900 |  | 2400 |  | 2900 |  | 3400 |  | 3900 |  | 4400 |  | 4900 |  | 2500 |  | 3000 |  | 3500 |  | 4000
77 | Boiler Inspection |  |  |  | 0 |  | 0 |  | 0 |  | 0 |  | 0 |  | 3000 |  | 6000 |  | 9000 |  | 12000 |  | 15000 |  | 18000 |  |  |  | 0 |  | 0 |  | 0 |  | 0 |  | 0 |  | 2600 |  | 5200 |  | 7800 |  | 10400 |  | 13000 |  | 15600 |  |  |  | 0 |  | 0 |  | 0 |  | 0 |  | 0 |  | 3000 |  | 6000 |  | 9000 |  | 12000 |  | 15000 |  | 18000 |  |  |  | 0 |  | 0 |  | 0 |  | 0 |  | 0 |  |  |  | 0 |  | 0 |  | 0 |  | 0 |  | 0 |  |  |  | 0 |  | 0 |  | 0
78 | Environmental Testing |  | 3000 |  | 5400 |  | 8400 |  | 11400 |  | 14400 |  | 17400 |  | 3000 |  | 5400 |  | 8400 |  | 11400 |  | 14400 |  | 17400 |  | 3000 |  | 5400 |  | 8400 |  | 11400 |  | 14400 |  | 17400 |  | 3000 |  | 3200 |  | 3400 |  | 3600 |  | 3800 |  | 4000 |  | 3000 |  | 3200 |  | 3400 |  | 3600 |  | 3800 |  | 4000 |  | 3000 |  | 3200 |  | 3400 |  | 3600 |  | 3800 |  | 4000 |  | 3000 |  | 3200 |  | 3400 |  | 3600 |  | 3800 |  | 4000 |  | 3000 |  | 3200 |  | 3400 |  | 3600 |  | 3800 |  | 4000 |  | 3100 |  | 3300 |  | 3500 |  | 3700
79 | Software Modifications & Upgrades |  | 1500 |  | 1500 |  | 1500 |  | 2000 |  | 2000 |  | 2000 |  | 1500 |  | 1500 |  | 1500 |  | 2000 |  | 2000 |  | 2000 |  | 1500 |  | 1500 |  | 1500 |  | 2000 |  | 2000 |  | 2000 |  | 1500 |  | 1500 |  | 1500 |  | 2000 |  | 2000 |  | 2000 |  | 1500 |  | 1500 |  | 1500 |  | 2000 |  | 2000 |  | 2000 |  | 1500 |  | 1500 |  | 1500 |  | 2000 |  | 2000 |  | 2000 |  | 1500 |  | 1500 |  | 1500 |  | 2000 |  | 2000 |  | 2000 |  | 1500 |  | 1500 |  | 1500 |  | 2000 |  | 2000 |  | 2000 |  | 1500 |  | 1500 |  | 1500 |  | 1500
80 | Chillers |  | 10000 |  | 15000 |  | 20000 |  | 25000 |  | 30000 |  | 35000 |  | 18000 |  | 23000 |  | 28000 |  | 33000 |  | 38000 |  | 43000 |  | 10000 |  | 15000 |  | 20000 |  | 25000 |  | 30000 |  | 35000 |  | 15000 |  | 20000 |  | 25000 |  | 30000 |  | 35000 |  | 40000 |  | 23000 |  | 23000 |  | 23000 |  | 23000 |  | 23000 |  | 23000 |  | 23000 |  | 23000 |  | 23000 |  | 23000 |  | 23000 |  | 23000 |  | 23000 |  | 23000 |  | 23000 |  | 23000 |  | 23000 |  | 23000 |  | 23000 |  | 23000 |  | 23000 |  | 23000 |  | 23000 |  | 23000 |  | 10500 |  | 10500 |  | 10500 |  | 10500
81 | Site Security |  | owner |  | owner |  | owner |  | owner |  | owner |  | owner |  | owner |  | owner |  | owner |  | owner |  | owner |  | owner |  | owner |  | owner |  | owner |  | owner |  | owner |  | owner |  | owner |  | owner |  | owner |  | owner |  | owner |  | owner |  | owner |  | owner |  | owner |  | owner |  | owner |  | owner |  | owner |  | owner |  | owner |  | owner |  | owner |  | owner |  | owner |  | owner |  | owner |  | owner |  | owner |  | owner |  | owner |  | owner |  | owner |  | owner |  | owner |  | owner |  | owner |  | owner |  | owner |  | owner
82 | Fire Systems |  | 1500 |  | 1800 |  | 2100 |  | 2400 |  | 2700 |  | 3000 |  | 2000 |  | 2300 |  | 2600 |  | 2900 |  | 3200 |  | 3500 |  | 1000 |  | 1300 |  | 1600 |  | 1900 |  | 2200 |  | 2500 |  | 1000 |  | 1300 |  | 1600 |  | 1900 |  | 2200 |  | 2500 |  | 1000 |  | 1300 |  | 1600 |  | 1900 |  | 2200 |  | 2500 |  | 1000 |  | 1300 |  | 1600 |  | 1900 |  | 2200 |  | 2500 |  | 1000 |  | 1300 |  | 1600 |  | 1900 |  | 2200 |  | 2500 |  | 1000 |  | 1300 |  | 1600 |  | 1900 |  | 2200 |  | 2500 |  | 1000 |  | 1300 |  | 1600 |  | 1900
83 | Oil Analysis |  | 3600 |  | 7200 |  | 10800 |  | 14400 |  | 18000 |  | 21600 |  | 3600 |  | 7200 |  | 10800 |  | 14400 |  | 18000 |  | 21600 |  | 2500 |  | 5000 |  | 7500 |  | 10000 |  | 12500 |  | 15000 |  | 2500 |  | 2700 |  | 2900 |  | 3100 |  | 3300 |  | 3500 |  | 2500 |  | 2700 |  | 2900 |  | 3100 |  | 3300 |  | 3500 |  | 2500 |  | 2700 |  | 2900 |  | 3100 |  | 3300 |  | 3500 |  | 2500 |  | 2700 |  | 2900 |  | 3100 |  | 3300 |  | 3500 |  | 2500 |  | 2700 |  | 2900 |  | 3100 |  | 3300 |  | 3500 |  | 2550 |  | 2750 |  | 2950 |  | 3150
84 | CEMS |  | 1500 |  | 1700 |  | 1900 |  | 2100 |  | 2300 |  | 2500 |  | 3000 |  | 3200 |  | 3400 |  | 3600 |  | 3800 |  | 4000 |  | 1500 |  | 1700 |  | 1900 |  | 2100 |  | 2300 |  | 2500 |  | 2500 |  | 2700 |  | 2900 |  | 3100 |  | 3300 |  | 3500 |  | 2500 |  | 2700 |  | 2900 |  | 3100 |  | 3300 |  | 3500 |  | 2500 |  | 2700 |  | 2900 |  | 3100 |  | 3300 |  | 3500 |  | 2500 |  | 2700 |  | 2900 |  | 3100 |  | 3300 |  | 3500 |  | 2500 |  | 2700 |  | 2900 |  | 3100 |  | 3300 |  | 3500 |  | 2550 |  | 2750 |  | 2950 |  | 3150
85 | Fuel Analysis
86
87
88
89 | Maintenance & Minor Repair
90
91 | Gas Turbine and Auxiliaries |  | 50000 |  | 100000 |  | 145000 |  | 190000 |  | 242500 |  | 287500 |  | 50000 |  | 100000 |  | 145000 |  | 190000 |  | 242500 |  | 287500 |  | 35000 |  | 70000 |  | 101500 |  | 133000 |  | 169750 |  | 201250 |  | 35000 |  | 70000 |  | 101500 |  | 133000 |  | 169750 |  | 201250 |  | 35000 |  | 70000 |  | 101500 |  | 133000 |  | 169750 |  | 201250 |  | 35000 |  | 70000 |  | 101500 |  | 133000 |  | 169750 |  | 201250 |  | 30000 |  | 60000 |  | 87000 |  | 114000 |  | 145500 |  | 172500 |  | 35000 |  | 70000 |  | 101500 |  | 133000 |  | 169750 |  | 201250 |  | 23000 |  | 41400 |  | 62100 |  | 82800
92 | Steam Turbine and Auxiliaries |  | 0 |  | 0 |  | 0 |  | 0 |  | 0 |  | 0 |  | 12500 |  | 25000 |  | 37500 |  | 50000 |  | 62500 |  | 75000 |  | 0 |  | 0 |  | 0 |  | 0 |  | 0 |  | 0 |  | 9500 |  | 19000 |  | 28500 |  | 38000 |  | 47500 |  | 57000 |  | 0 |  | 0 |  | 0 |  | 0 |  | 0 |  | 0 |  | 12500 |  | 25000 |  | 37500 |  | 50000 |  | 62500 |  | 75000 |  | 0 |  | 0 |  | 0 |  | 0 |  | 0 |  | 0 |  | 0 |  | 0 |  | 0 |  | 0 |  | 0 |  | 0 |  | 0 |  | 0 |  | 0 |  | 0
93 | HRSG / Steam Distribution System |  | 0 |  | 0 |  | 0 |  | 0 |  | 0 |  | 0 |  | 16666.6667 |  | 33333.3333 |  | 48333.3333 |  | 63333.3333 |  | 80833.3333 |  | 95833.3333 |  | 0 |  | 0 |  | 0 |  | 0 |  | 0 |  | 0 |  | 11666.6667 |  | 23333.3333 |  | 33833.3333 |  | 44333.3333 |  | 56583.3333 |  | 67083.3333 |  | 0 |  | 0 |  | 0 |  | 0 |  | 0 |  | 0 |  | 16666.6667 |  | 33333.3333 |  | 50000 |  | 66666.6667 |  | 83333.3333 |  | 100000 |  | 0 |  | 0 |  | 0 |  | 0 |  | 0 |  | 0 |  | 0 |  | 0 |  | 0 |  | 0 |  | 0 |  | 0 |  | 0 |  | 0 |  | 0 |  | 0
94 | Control System |  | 8250 |  | 16500 |  | 24750 |  | 33000 |  | 41250 |  | 49500 |  | 13400 |  | 26800 |  | 40200 |  | 53600 |  | 67000 |  | 80400 |  | 8000 |  | 16000 |  | 24000 |  | 32000 |  | 40000 |  | 48000 |  | 10000 |  | 11000 |  | 12000 |  | 13000 |  | 14000 |  | 15000 |  | 10000 |  | 11000 |  | 12000 |  | 13000 |  | 14000 |  | 15000 |  | 10000 |  | 11000 |  | 12000 |  | 13000 |  | 14000 |  | 15000 |  | 10000 |  | 11000 |  | 12000 |  | 13000 |  | 14000 |  | 15000 |  | 10000 |  | 11000 |  | 12000 |  | 13000 |  | 14000 |  | 15000 |  | 8000 |  | 9000 |  | 10000 |  | 11000
95 | Fuel Distribution System |  | 10250 |  | 12300 |  | 18450 |  | 24600 |  | 30750 |  | 36900 |  | 10250 |  | 12300 |  | 18450 |  | 24600 |  | 30750 |  | 36900 |  | 7000 |  | 8400 |  | 12600 |  | 16800 |  | 21000 |  | 25200 |  | 7000 |  | 8400 |  | 12600 |  | 16800 |  | 21000 |  | 25200 |  | 1000 |  | 2000 |  | 3000 |  | 4000 |  | 5000 |  | 6000 |  | 1000 |  | 2000 |  | 3000 |  | 4000 |  | 5000 |  | 6000 |  | 1000 |  | 2000 |  | 3000 |  | 4000 |  | 5000 |  | 6000 |  | 1000 |  | 2000 |  | 3000 |  | 4000 |  | 5000 |  | 6000 |  | 1000 |  | 2000
96 | Air Compressor, Air Distribution System, & Hydraulics |  | 3100 |  | 3600 |  | 4100 |  | 4600 |  | 5100 |  | 5600 |  | 3100 |  | 3600 |  | 4100 |  | 4600 |  | 5100 |  | 5600 |  | 2000 |  | 2500 |  | 3000 |  | 3500 |  | 4000 |  | 4500 |  | 2000 |  | 2500 |  | 3000 |  | 3500 |  | 4000 |  | 4500 |  | 1500 |  | 2000 |  | 2500 |  | 3000 |  | 3500 |  | 4000 |  | 1500 |  | 2000 |  | 2500 |  | 3000 |  | 3500 |  | 4000 |  | 1500 |  | 2000 |  | 2500 |  | 3000 |  | 3500 |  | 4000 |  | 1500 |  | 2000 |  | 2500 |  | 3000 |  | 3500 |  | 4000 |  | 1550 |  | 2050 |  | 2550 |  | 3050
97 | Fuel Storage & Handling |  | 0 |  | 0 |  | 0 |  | 0 |  | 0 |  | 0 |  | 0 |  | 0 |  | 0 |  | 0 |  | 0 |  | 0 |  | 0 |  | 0 |  | 0 |  | 0 |  | 0 |  | 0 |  | 0 |  | 0 |  | 0 |  | 0 |  | 0 |  | 0 |  | 0 |  | 0 |  | 0 |  | 0 |  | 0 |  | 0 |  | 0 |  | 0 |  | 0 |  | 0 |  | 0 |  | 0 |  | 0 |  | 0 |  | 0 |  | 0 |  | 0 |  | 0 |  | 0 |  | 0 |  | 0 |  | 0 |  | 0 |  | 0 |  | 0 |  | 0 |  | 0 |  | 0
98 | Water Treatment Systems |  | 1550 |  | 3100 |  | 4650 |  | 6200 |  | 7750 |  | 9300 |  | 1550 |  | 3100 |  | 4650 |  | 6200 |  | 7750 |  | 9300 |  | 1500 |  | 3000 |  | 4500 |  | 6000 |  | 7500 |  | 9000 |  | 1500 |  | 1950 |  | 2535 |  | 3295.5 |  | 4284.15 |  | 5569.395 |  | 1500 |  | 1950 |  | 2535 |  | 3295.5 |  | 4284.15 |  | 5569.395 |  | 1500 |  | 1950 |  | 2535 |  | 3295.5 |  | 4284.15 |  | 5569.395 |  | 1500 |  | 1950 |  | 2535 |  | 3295.5 |  | 4284.15 |  | 5569.395 |  | 1500 |  | 1950 |  | 2535 |  | 3295.5 |  | 4284.15 |  | 5569.395 |  | 1550 |  | 2015 |  | 2619.5 |  | 3405.35
99 | Water Supply Systems |  | 1000 |  | 1500 |  | 2000 |  | 2500 |  | 3000 |  | 3500 |  | 1000 |  | 1500 |  | 2000 |  | 2500 |  | 3000 |  | 3500 |  | 1000 |  | 1500 |  | 2000 |  | 2500 |  | 3000 |  | 3500 |  | 1000 |  | 1500 |  | 2000 |  | 2500 |  | 3000 |  | 3500 |  | 1000 |  | 1500 |  | 2000 |  | 2500 |  | 3000 |  | 3500 |  | 1000 |  | 1500 |  | 2000 |  | 2500 |  | 3000 |  | 3500 |  | 1000 |  | 1500 |  | 2000 |  | 2500 |  | 3000 |  | 3500 |  | 1000 |  | 1500 |  | 2000 |  | 2500 |  | 3000 |  | 3500 |  | 1000 |  | 1500 |  | 2000 |  | 2500
100 | Cooling Water System |  | 2100 |  | 4200 |  | 6300 |  | 8400 |  | 10500 |  | 12600 |  | 2100 |  | 4200 |  | 6300 |  | 8400 |  | 10500 |  | 12600 |  | 2000 |  | 4000 |  | 6000 |  | 8000 |  | 10000 |  | 12000 |  | 1000 |  | 2000 |  | 3000 |  | 4000 |  | 5000 |  | 6000 |  | 1000 |  | 2000 |  | 3000 |  | 4000 |  | 5000 |  | 6000 |  | 1000 |  | 2000 |  | 3000 |  | 4000 |  | 5000 |  | 6000 |  | 1000 |  | 2000 |  | 3000 |  | 4000 |  | 5000 |  | 6000 |  | 1000 |  | 2000 |  | 3000 |  | 4000 |  | 5000 |  | 6000 |  | 1000 |  | 2000 |  | 3000 |  | 4000
101 | Security & Alarms |  | 1550 |  | 1550 |  | 1550 |  | 1550 |  | 1550 |  | 1550 |  | 1550 |  | 1550 |  | 1550 |  | 1550 |  | 1550 |  | 1550 |  | 1500 |  | 1500 |  | 1500 |  | 1500 |  | 1500 |  | 1500 |  | 1500 |  | 1500 |  | 1500 |  | 1500 |  | 1500 |  | 1500 |  | 500 |  | 500 |  | 500 |  | 500 |  | 500 |  | 500 |  | 500 |  | 500 |  | 500 |  | 500 |  | 500 |  | 500 |  | 500 |  | 500 |  | 500 |  | 500 |  | 500 |  | 500 |  | 500 |  | 500 |  | 500 |  | 500 |  | 500 |  | 500 |  | 525 |  | 525 |  | 525 |  | 525
102 | Fire Fighting Systems |  | 1550 |  | 2550 |  | 3550 |  | 4550 |  | 5550 |  | 6550 |  | 1550 |  | 2550 |  | 3550 |  | 4550 |  | 5550 |  | 6550 |  | 1500 |  | 2500 |  | 3500 |  | 4500 |  | 5500 |  | 6500 |  | 1500 |  | 2500 |  | 3500 |  | 4500 |  | 5500 |  | 6500 |  | 1000 |  | 2000 |  | 3000 |  | 4000 |  | 5000 |  | 6000 |  | 1000 |  | 2000 |  | 3000 |  | 4000 |  | 5000 |  | 6000 |  | 1000 |  | 2000 |  | 3000 |  | 4000 |  | 5000 |  | 6000 |  | 1000 |  | 2000 |  | 3000 |  | 4000 |  | 5000 |  | 6000 |  | 1000 |  | 2000 |  | 3000 |  | 4000
103 | Valve Maintenance/Replacement |  | 3100 |  | 3600 |  | 4100 |  | 4600 |  | 5100 |  | 5600 |  | 3100 |  | 3600 |  | 4100 |  | 4600 |  | 5100 |  | 5600 |  | 2000 |  | 2500 |  | 3000 |  | 3500 |  | 4000 |  | 4500 |  | 2000 |  | 2500 |  | 3000 |  | 3500 |  | 4000 |  | 4500 |  | 2000 |  | 2500 |  | 3000 |  | 3500 |  | 4000 |  | 4500 |  | 2000 |  | 2500 |  | 3000 |  | 3500 |  | 4000 |  | 4500 |  | 2000 |  | 2500 |  | 3000 |  | 3500 |  | 4000 |  | 4500 |  | 2000 |  | 2500 |  | 3000 |  | 3500 |  | 4000 |  | 4500 |  | 1500 |  | 2000 |  | 2500 |  | 3000
104 | Boiler Feedwater Pump/Feed & Condensate System |  |  |  | 0 |  | 0 |  | 0 |  | 0 |  | 0 |  | 12350 |  | 24700 |  | 37050 |  | 49400 |  | 61750 |  | 74100 |  |  |  | 0 |  | 0 |  | 0 |  | 0 |  | 0 |  | 9000 |  | 18000 |  | 27000 |  | 36000 |  | 45000 |  | 54000 |  |  |  | 0 |  | 0 |  | 0 |  | 0 |  | 0 |  | 12350 |  | 24700 |  | 37050 |  | 49400 |  | 61750 |  | 74100 |  |  |  | 0 |  | 0 |  | 0 |  | 0 |  | 0 |  |  |  | 0 |  | 0 |  | 0 |  | 0 |  | 0 |  |  |  | 0 |  | 0 |  | 0
105 | Other Major Pumps & Motors |  | 1000 |  | 2000 |  | 3000 |  | 4000 |  | 5000 |  | 6000 |  | 3100 |  | 6200 |  | 9300 |  | 12400 |  | 15500 |  | 18600 |  | 800 |  | 1600 |  | 2400 |  | 3200 |  | 4000 |  | 4800 |  | 2000 |  | 2500 |  | 3000 |  | 3500 |  | 4000 |  | 4500 |  | 2000 |  | 2500 |  | 3000 |  | 3500 |  | 4000 |  | 4500 |  | 2000 |  | 2500 |  | 3000 |  | 3500 |  | 4000 |  | 4500 |  | 2000 |  | 2500 |  | 3000 |  | 3500 |  | 4000 |  | 4500 |  | 2000 |  | 2500 |  | 3000 |  | 3500 |  | 4000 |  | 4500 |  | 2100 |  | 2600 |  | 3100 |  | 3600
106 | Air Inlet Systems |  | 500 |  | 1000 |  | 1500 |  | 2000 |  | 2500 |  | 3000 |  | 500 |  | 1000 |  | 1500 |  | 2000 |  | 2500 |  | 3000 |  | 500 |  | 1000 |  | 1500 |  | 2000 |  | 2500 |  | 3000 |  | 500 |  | 1000 |  | 1500 |  | 2000 |  | 2500 |  | 3000 |  | 500 |  | 1000 |  | 1500 |  | 2000 |  | 2500 |  | 3000 |  | 500 |  | 1000 |  | 1500 |  | 2000 |  | 2500 |  | 3000 |  |  |  | 0 |  | 0 |  | 0 |  | 0 |  | 0 |  |  |  | 0 |  | 0 |  | 0 |  | 0 |  | 0 |  | 525 |  | 525 |  | 525 |  | 525
107 | Electrical Distribution |  | 5000 |  | 7000 |  | 9000 |  | 11000 |  | 13000 |  | 15000 |  | 5000 |  | 7000 |  | 9000 |  | 11000 |  | 13000 |  | 15000 |  | 4000 |  | 6000 |  | 8000 |  | 10000 |  | 12000 |  | 14000 |  | 4000 |  | 6000 |  | 8000 |  | 10000 |  | 12000 |  | 14000 |  | 4000 |  | 6000 |  | 8000 |  | 10000 |  | 12000 |  | 14000 |  | 4000 |  | 6000 |  | 8000 |  | 10000 |  | 12000 |  | 14000 |  | 4000 |  | 6000 |  | 8000 |  | 10000 |  | 12000 |  | 14000 |  | 4000 |  | 6000 |  | 8000 |  | 10000 |  | 12000 |  | 14000 |  | 4500 |  | 6500 |  | 8500 |  | 10500
108 | Shop Equipment |  | 6000 |  | 6500 |  | 7000 |  | 7500 |  | 8000 |  | 8500 |  | 6000 |  | 6500 |  | 7000 |  | 7500 |  | 8000 |  | 8500 |  | 5000 |  | 5500 |  | 6000 |  | 6500 |  | 7000 |  | 7500 |  | 5000 |  | 5500 |  | 6000 |  | 6500 |  | 7000 |  | 7500 |  | 4000 |  | 4500 |  | 5000 |  | 5500 |  | 6000 |  | 6500 |  | 4000 |  | 4500 |  | 5000 |  | 5500 |  | 6000 |  | 6500 |  | 4000 |  | 4500 |  | 5000 |  | 5500 |  | 6000 |  | 6500 |  | 4000 |  | 4500 |  | 5000 |  | 5500 |  | 6000 |  | 6500 |  | 4000 |  | 4500 |  | 5000 |  | 5500
109 | Blackstart System |  | 2000 |  | 2000 |  | 2000 |  | 2000 |  | 2000 |  | 2000 |  | 2000 |  | 2000 |  | 2000 |  | 2000 |  | 2000 |  | 2000 |  | 1500 |  | 1500 |  | 1500 |  | 1500 |  | 1500 |  | 1500 |  | 1500 |  | 1500 |  | 1500 |  | 1500 |  | 1500 |  | 1500 |  | 1500 |  | 1500 |  | 1500 |  | 1500 |  | 1500 |  | 1500 |  | 1500 |  | 1500 |  | 1500 |  | 1500 |  | 1500 |  | 1500 |  | 1500 |  | 1500 |  | 1500 |  | 1500 |  | 1500 |  | 1500 |  | 1500 |  | 1500 |  | 1500 |  | 1500 |  | 1500 |  | 1500 |  | 1500 |  | 1500 |  | 1500 |  | 1500
110 | Continuous Emissions Monitoring System |  | 5000 |  | 5000 |  | 10000 |  | 10000 |  | 15000 |  | 15000 |  | 5000 |  | 5000 |  | 10000 |  | 10000 |  | 15000 |  | 15000 |  | 5000 |  | 5000 |  | 10000 |  | 10000 |  | 15000 |  | 15000 |  | 5000 |  | 10000 |  | 15000 |  | 20000 |  | 25000 |  | 30000 |  | 5000 |  | 10000 |  | 15000 |  | 20000 |  | 25000 |  | 30000 |  | 5000 |  | 10000 |  | 15000 |  | 20000 |  | 25000 |  | 30000 |  | 5000 |  | 10000 |  | 15000 |  | 20000 |  | 25000 |  | 30000 |  | 5000 |  | 10000 |  | 15000 |  | 20000 |  | 25000 |  | 30000 |  | 5000 |  | 10000 |  | 15000 |  | 20000
111 | SCR |  | 5000 |  | 10000 |  | 15000 |  | 20000 |  | 25000 |  | 30000 |  | 5000 |  | 10000 |  | 15000 |  | 20000 |  | 25000 |  | 30000 |  | 5000 |  | 10000 |  | 15000 |  | 20000 |  | 25000 |  | 30000 |  | 5000 |  | 10000 |  | 15000 |  | 20000 |  | 25000 |  | 30000 |  | 5000 |  | 10000 |  | 15000 |  | 20000 |  | 25000 |  | 30000 |  | 5000 |  | 10000 |  | 15000 |  | 20000 |  | 25000 |  | 30000 |  | 5000 |  | 10000 |  | 15000 |  | 20000 |  | 25000 |  | 30000 |  | 5000 |  | 10000 |  | 15000 |  | 20000 |  | 25000 |  | 30000 |  | 5000 |  | 0 |  | 0 |  | 0
112
113
114 | Initial Inventory |  | 525000 |  | 840000 |  | 1365000 |  | 1890000 |  | 2415000 |  | 2940000 |  | 550000 |  | 1045000 |  | 1540000 |  | 2062500 |  | 2612500 |  | 3162500 |  | 475000 |  | 760000 |  | 1235000 |  | 1710000 |  | 2185000 |  | 2660000 |  | 490000 |  | 931000 |  | 1372000 |  | 1837500 |  | 2327500 |  | 2817500 |  | 500000 |  | 950000 |  | 1400000 |  | 1875000 |  | 2375000 |  | 2875000 |  | 525000 |  | 997500 |  | 1470000 |  | 1968750 |  | 2493750 |  | 3018750 |  | 500000 |  | 950000 |  | 1400000 |  | 1875000 |  | 2375000 |  | 2875000 |  | 500000 |  | 950000 |  | 1400000 |  | 1875000 |  | 2375000 |  | 2875000 |  | 205000 |  | 245000 |  | 285000 |  | 325000
115
116 | Operator Fee before Tax |  | 285000 |  | 335000 |  | 385000 |  | 435000 |  | 485000 |  | 535000 |  | 385000 |  | 435000 |  | 485000 |  | 535000 |  | 585000 |  | 635000 |  | 260000 |  | 310000 |  | 360000 |  | 410000 |  | 460000 |  | 510000 |  | 310000 |  | 360000 |  | 410000 |  | 460000 |  | 510000 |  | 560000 |  | 285000 |  | 335000 |  | 385000 |  | 435000 |  | 485000 |  | 535000 |  | 325000 |  | 375000 |  | 425000 |  | 475000 |  | 525000 |  | 575000 |  | 200000 |  | 250000 |  | 300000 |  | 350000 |  | 400000 |  | 450000 |  | 200000 |  | 250000 |  | 300000 |  | 350000 |  | 400000 |  | 450000 |  | 200000 |  | 245000 |  | 290000 |  | 335000
117
118
119
120
121
122 | Total Annual O&M Cost |  | 1475319.8781 |  | 1825360.5172 |  | 2552078.3728 |  | 2929624.0397 |  | 3317880.3399 |  | 4084383.4884 |  | 1729554.0019 |  | 2156314.5823 |  | 2993630.7492 |  | 3452966.1241 |  | 4218454.8055 |  | 4799249.1149 |  | 1324232.5094 |  | 1607521.3672 |  | 1991609.7853 |  | 2602436.5474 |  | 3189210.5357 |  | 3604387.1036 |  | 1471763.5094 |  | 1794226.1172 |  | 2204002.8903 |  | 2846655.0999 |  | 3461954.0424 |  | 3909977.8966 |  | 1404442.3844 |  | 1700049.3172 |  | 2377144.0678 |  | 2672165.9236 |  | 3249115.1859 |  | 3661637.4513 |  | 1557919.3144 |  | 1903390.6772 |  | 2637453.1078 |  | 2982512.6436 |  | 3609499.5859 |  | 4072059.5313 |  | 1189347.3844 |  | 1475945.3172 |  | 2105107.5678 |  | 2345266.9236 |  | 2866487.4359 |  | 3224147.2013 |  | 1195122.3844 |  | 1487495.3172 |  | 2121855.0678 |  | 2367211.9236 |  | 2894496.1859 |  | 3257353.4513 |  | 887908.7141 |  | 1181528.2128 |  | 1479677.9923 |  | 1654844.9486
123 | O&M Cost per MWHr at 94% service factor |  | 4.2658 |  | 2.639 |  | 2.4598 |  | 2.1177 |  | 1.9187 |  | 1.9683 |  | 4.0392 |  | 2.5179 |  | 2.3305 |  | 2.016 |  | 1.9704 |  | 1.868 |  | 6.992 |  | 4.2439 |  | 3.5053 |  | 3.4353 |  | 3.3679 |  | 3.1719 |  | 5.7656 |  | 3.5144 |  | 2.878 |  | 2.7879 |  | 2.7124 |  | 2.5529 |  | 4.8731 |  | 2.9494 |  | 2.7494 |  | 2.3179 |  | 2.2547 |  | 2.1175 |  | 3.7839 |  | 2.3115 |  | 2.1353 |  | 1.811 |  | 1.7534 |  | 1.6484 |  | 29.4168 |  | 18.2527 |  | 17.3556 |  | 14.5017 |  | 14.1797 |  | 13.2908 |  | 29.5596 |  | 18.3955 |  | 17.4937 |  | 14.6374 |  | 14.3182 |  | 13.4277 |  | 16.5891 |  | 11.0375 |  | 9.2151 |  | 7.7295
124
125
126
127
128
129
130
131
132
133
134
135
136
137
138
139
140
141
142

## $perMW
O&M Estimates for Simple Cycle Aeroderivatives
Region: XXX
PES Confidential
The following numbers are ballpark estimates and should never be
presented as a quote.
| Configuration | Type | MW | Annual O&M | Major Maintenance
| Simple Cycle |  |  | ($/MWH) | ($/MWH)
| 1xLM6000sc | Water-Inj. | 42 | 4.3594 | 2.47
| 2xLM6000sc | Water-Inj. | 84 | 2.7325 | 2.47
| 3xLM6000sc | Water-Inj. | 126 | 2.5533 | 2.47
| 4xLM6000sc | Water-Inj. | 168 | 2.2112 | 2.47
| 5xLM6000sc | Water-Inj. | 210 | 2.0122 | 2.47
| 6xLM6000sc | Water-Inj. | 252 | 2.0618 | 2.47
| 1xLM6000sc | DLE | 42 | 4.2658 | 2.88
| 2xLM6000sc | DLE | 84 | 2.639 | 2.88
| 3xLM6000sc | DLE | 126 | 2.4598 | 2.88
| 4xLM6000sc | DLE | 168 | 2.1177 | 2.88
| 5xLM6000sc | DLE | 210 | 1.9187 | 2.88
| 6xLM6000sc | DLE | 252 | 1.9683 | 2.88
| 1xLM2500sc | Water-Inj. | 23 | 7.1262 | 3.1
| 2xLM2500sc | Water-Inj. | 46 | 4.3781 | 3.1
| 3xLM2500sc | Water-Inj. | 69 | 3.5724 | 3.1
| 4xLM2500sc | Water-Inj. | 92 | 3.5694 | 3.1
| 5xLM2500sc | Water-Inj. | 115 | 3.502 | 3.1
| 6xLM2500sc | Water-Inj. | 138 | 3.3061 | 3.1
| 1xLM2500sc | DLE | 23 | 6.992 | 3.19
| 2xLM2500sc | DLE | 46 | 4.2439 | 3.19
| 3xLM2500sc | DLE | 69 | 3.5053 | 3.19
| 4xLM2500sc | DLE | 92 | 3.4353 | 3.19
| 5xLM2500sc | DLE | 115 | 3.3679 | 3.19
| 6xLM2500sc | DLE | 138 | 3.1719 | 3.19
Assumptions:
1 | Cost Reimbursable Estimate in 1996 U.S. Dollars.
2 | Natural Gas Fuel.
3 | Service Factor > 65%, Availability > 95%.
4 | Facility Owner pays Major Maintenance Directly.
5 | Costs for SCR and HRSG are not included.
6 | Approximately 18% of Annual O&M is a Variable Cost for One Turbine. This 18%
increases by 5% for every turbine added.
7 | Labor rates based on Houston, Texas rates. Labor rates will be significantly impacted
for higher cost areas.

## Office
In-Country Office Expenses | [10 empty] | La Raisa A
Cost in U.S. Dollars
Expense Items | Annual Amt. | 2009-05-03 | 2009-06-03 | 2009-07-03 | 2009-08-03 | 2009-09-03 | 2009-10-03 | 2009-11-03 | 2009-12-03 | 2010-01-03 | 2010-02-03 | 2010-03-03 | 2010-04-03
General Manager | 220860 | 18405 | 18405 | 18405 | 18405 | 18405 | 18405 | 18405 | 18405 | 18405 | 18405 | 18405 | 18405
Administrative Assistant | 34000 | 2833.3333 | 2833.3333 | 2833.3333 | 2833.3333 | 2833.3333 | 2833.3333 | 2833.3333 | 2833.3333 | 2833.3333 | 2833.3333 | 2833.3333 | 2833.3333
Area Engineer | 136000 | 11333.3333 | 11333.3333 | 11333.3333 | 11333.3333 | 11333.3333 | 11333.3333 | 11333.3333 | 11333.3333 | 11333.3333 | 11333.3333 | 11333.3333 | 11333.3333
Personnel Manager | 51000 | 4250 | 4250 | 4250 | 4250 | 4250 | 4250 | 4250 | 4250 | 4250 | 4250 | 4250 | 4250
Office Manager | 59500 | 4958.3333 | 4958.3333 | 4958.3333 | 4958.3333 | 4958.3333 | 4958.3333 | 4958.3333 | 4958.3333 | 4958.3333 | 4958.3333 | 4958.3333 | 4958.3333
Accounting Manager | 51000 | 4250 | 4250 | 4250 | 4250 | 4250 | 4250 | 4250 | 4250 | 4250 | 4250 | 4250 | 4250
Accountant | 42500 | 3541.6667 | 3541.6667 | 3541.6667 | 3541.6667 | 3541.6667 | 3541.6667 | 3541.6667 | 3541.6667 | 3541.6667 | 3541.6667 | 3541.6667 | 3541.6667
Clerk | 20400 | 1700 | 1700 | 1700 | 1700 | 1700 | 1700 | 1700 | 1700 | 1700 | 1700 | 1700 | 1700
Clerk | 20400 | 1700 | 1700 | 1700 | 1700 | 1700 | 1700 | 1700 | 1700 | 1700 | 1700 | 1700 | 1700
Non-Billable Plant Labor | 5000 | 416.6667 | 416.6667 | 416.6667 | 416.6667 | 416.6667 | 416.6667 | 416.6667 | 416.6667 | 416.6667 | 416.6667 | 416.6667 | 416.6667
Payroll Taxes | 12713.2 | 1059.4333 | 1059.4333 | 1059.4333 | 1059.4333 | 1059.4333 | 1059.4333 | 1059.4333 | 1059.4333 | 1059.4333 | 1059.4333 | 1059.4333 | 1059.4333
Worker's Compensation | 8296 | 691.3333 | 691.3333 | 691.3333 | 691.3333 | 691.3333 | 691.3333 | 691.3333 | 691.3333 | 691.3333 | 691.3333 | 691.3333 | 691.3333
Group Insurance | 5000 | 416.6667 | 416.6667 | 416.6667 | 416.6667 | 416.6667 | 416.6667 | 416.6667 | 416.6667 | 416.6667 | 416.6667 | 416.6667 | 416.6667
401K Savings Plan | 0 | 0 | 0 | 0 | 0 | 0 | 0 | 0 | 0 | 0 | 0 | 0 | 0
Employee Welfare | 12000 | 1000 | 1000 | 1000 | 1000 | 1000 | 1000 | 1000 | 1000 | 1000 | 1000 | 1000 | 1000
Personnel Recruitment | 10000 | 833.3333 | 833.3333 | 833.3333 | 833.3333 | 833.3333 | 833.3333 | 833.3333 | 833.3333 | 833.3333 | 833.3333 | 833.3333 | 833.3333
Training - Safety | 6960 | 580 | 580 | 580 | 580 | 580 | 580 | 580 | 580 | 580 | 580 | 580 | 580
Training - Equipment | 5940 | 495 | 495 | 495 | 495 | 495 | 495 | 495 | 495 | 495 | 495 | 495 | 495
Training - Management / Supervision | 2976 | 248 | 248 | 248 | 248 | 248 | 248 | 248 | 248 | 248 | 248 | 248 | 248
Training - Travel & Subsistence | 6000 | 500 | 500 | 500 | 500 | 500 | 500 | 500 | 500 | 500 | 500 | 500 | 500
Training - Language | 6000 | 500 | 500 | 500 | 500 | 500 | 500 | 500 | 500 | 500 | 500 | 500 | 500
Equipment Depreciation | 2400 | 200 | 200 | 200 | 200 | 200 | 200 | 200 | 200 | 200 | 200 | 200 | 200
Auto Depreciation | 10000 | 833.3333 | 833.3333 | 833.3333 | 833.3333 | 833.3333 | 833.3333 | 833.3333 | 833.3333 | 833.3333 | 833.3333 | 833.3333 | 833.3333
Furniture Depreciation | 12000 | 1000 | 1000 | 1000 | 1000 | 1000 | 1000 | 1000 | 1000 | 1000 | 1000 | 1000 | 1000
Travel - Transportation & Lodging | 60000 | 5000 | 5000 | 5000 | 5000 | 5000 | 5000 | 5000 | 5000 | 5000 | 5000 | 5000 | 5000
Travel - Meals | 6000 | 500 | 500 | 500 | 500 | 500 | 500 | 500 | 500 | 500 | 500 | 500 | 500
Travel - Home Leave | 12000 | 1000 | 1000 | 1000 | 1000 | 1000 | 1000 | 1000 | 1000 | 1000 | 1000 | 1000 | 1000
Dues & Subscriptions | 1200 | 100 | 100 | 100 | 100 | 100 | 100 | 100 | 100 | 100 | 100 | 100 | 100
Insurance | 9600 | 800 | 800 | 800 | 800 | 800 | 800 | 800 | 800 | 800 | 800 | 800 | 800
Legal & Professional Service | 8400 | 700 | 700 | 700 | 700 | 700 | 700 | 700 | 700 | 700 | 700 | 700 | 700
Postage | 6000 | 500 | 500 | 500 | 500 | 500 | 500 | 500 | 500 | 500 | 500 | 500 | 500
Telephone, Fax | 2400 | 200 | 200 | 200 | 200 | 200 | 200 | 200 | 200 | 200 | 200 | 200 | 200
Long Distance Telephone | 84000 | 7000 | 7000 | 7000 | 7000 | 7000 | 7000 | 7000 | 7000 | 7000 | 7000 | 7000 | 7000
Utilities | 4800 | 400 | 400 | 400 | 400 | 400 | 400 | 400 | 400 | 400 | 400 | 400 | 400
Stationary & Office Supplies | 9600 | 800 | 800 | 800 | 800 | 800 | 800 | 800 | 800 | 800 | 800 | 800 | 800
Auto Truck Expense | 2160 | 180 | 180 | 180 | 180 | 180 | 180 | 180 | 180 | 180 | 180 | 180 | 180
Building Rent | 84000 | 7000 | 7000 | 7000 | 7000 | 7000 | 7000 | 7000 | 7000 | 7000 | 7000 | 7000 | 7000
Equipment Rent | 2400 | 200 | 200 | 200 | 200 | 200 | 200 | 200 | 200 | 200 | 200 | 200 | 200
Building Repair | 1200 | 100 | 100 | 100 | 100 | 100 | 100 | 100 | 100 | 100 | 100 | 100 | 100
Other Repair & Maintenance | 1200 | 100 | 100 | 100 | 100 | 100 | 100 | 100 | 100 | 100 | 100 | 100 | 100
Computer Hardware | 1200 | 100 | 100 | 100 | 100 | 100 | 100 | 100 | 100 | 100 | 100 | 100 | 100
Computer Software | 1200 | 100 | 100 | 100 | 100 | 100 | 100 | 100 | 100 | 100 | 100 | 100 | 100
Outside Services | 3600 | 300 | 300 | 300 | 300 | 300 | 300 | 300 | 300 | 300 | 300 | 300 | 300
Environmental Expense | 5000 | 416.6667 | 416.6667 | 416.6667 | 416.6667 | 416.6667 | 416.6667 | 416.6667 | 416.6667 | 416.6667 | 416.6667 | 416.6667 | 416.6667
Other Taxes | 10000 | 833.3333 | 833.3333 | 833.3333 | 833.3333 | 833.3333 | 833.3333 | 833.3333 | 833.3333 | 833.3333 | 833.3333 | 833.3333 | 833.3333
Miscellaneous Expense | 20000 | 1666.6667 | 1666.6667 | 1666.6667 | 1666.6667 | 1666.6667 | 1666.6667 | 1666.6667 | 1666.6667 | 1666.6667 | 1666.6667 | 1666.6667 | 1666.6667
Total Expense | 1076905.2 | 89742.1 | 89742.1 | 89742.1 | 89742.1 | 89742.1 | 89742.1 | 89742.1 | 89742.1 | 89742.1 | 89742.1 | 89742.1 | 89742.1
In-Country Office Expenses |  | 2010-02-03: La Raisa A
Cost in Foreign Currency |  | 2009-05-03: 1 U.S. Dollar =; 2009-06-03: 1; 2009-07-03: NA
Expense Items | Annual Amt. | 2009-05-03 | 2009-06-03 | 2009-07-03 | 2009-08-03 | 2009-09-03 | 2009-10-03 | 2009-11-03 | 2009-12-03 | 2010-01-03 | 2010-02-03 | 2010-03-03 | 2010-04-03
General Manager | 220860 | 18405 | 18405 | 18405 | 18405 | 18405 | 18405 | 18405 | 18405 | 18405 | 18405 | 18405 | 18405
Administrative Assistant | 34000 | 2833.3333 | 2833.3333 | 2833.3333 | 2833.3333 | 2833.3333 | 2833.3333 | 2833.3333 | 2833.3333 | 2833.3333 | 2833.3333 | 2833.3333 | 2833.3333
Area Engineer | 136000 | 11333.3333 | 11333.3333 | 11333.3333 | 11333.3333 | 11333.3333 | 11333.3333 | 11333.3333 | 11333.3333 | 11333.3333 | 11333.3333 | 11333.3333 | 11333.3333
Personnel Manager | 51000 | 4250 | 4250 | 4250 | 4250 | 4250 | 4250 | 4250 | 4250 | 4250 | 4250 | 4250 | 4250
Office Manager | 59500 | 4958.3333 | 4958.3333 | 4958.3333 | 4958.3333 | 4958.3333 | 4958.3333 | 4958.3333 | 4958.3333 | 4958.3333 | 4958.3333 | 4958.3333 | 4958.3333
Accounting Manager | 51000 | 4250 | 4250 | 4250 | 4250 | 4250 | 4250 | 4250 | 4250 | 4250 | 4250 | 4250 | 4250
Accountant | 42500 | 3541.6667 | 3541.6667 | 3541.6667 | 3541.6667 | 3541.6667 | 3541.6667 | 3541.6667 | 3541.6667 | 3541.6667 | 3541.6667 | 3541.6667 | 3541.6667
Clerk | 20400 | 1700 | 1700 | 1700 | 1700 | 1700 | 1700 | 1700 | 1700 | 1700 | 1700 | 1700 | 1700
Clerk | 20400 | 1700 | 1700 | 1700 | 1700 | 1700 | 1700 | 1700 | 1700 | 1700 | 1700 | 1700 | 1700
0
Non-Billable Plant Labor | 5000 | 416.6667 | 416.6667 | 416.6667 | 416.6667 | 416.6667 | 416.6667 | 416.6667 | 416.6667 | 416.6667 | 416.6667 | 416.6667 | 416.6667
Payroll Taxes | 12713.2 | 1059.4333 | 1059.4333 | 1059.4333 | 1059.4333 | 1059.4333 | 1059.4333 | 1059.4333 | 1059.4333 | 1059.4333 | 1059.4333 | 1059.4333 | 1059.4333
Worker's Compensation | 8296 | 691.3333 | 691.3333 | 691.3333 | 691.3333 | 691.3333 | 691.3333 | 691.3333 | 691.3333 | 691.3333 | 691.3333 | 691.3333 | 691.3333
Group Insurance | 5000 | 416.6667 | 416.6667 | 416.6667 | 416.6667 | 416.6667 | 416.6667 | 416.6667 | 416.6667 | 416.6667 | 416.6667 | 416.6667 | 416.6667
401K Savings Plan | 0 | 0 | 0 | 0 | 0 | 0 | 0 | 0 | 0 | 0 | 0 | 0 | 0
Employee Welfare | 12000 | 1000 | 1000 | 1000 | 1000 | 1000 | 1000 | 1000 | 1000 | 1000 | 1000 | 1000 | 1000
Personnel Recruitment | 10000 | 833.3333 | 833.3333 | 833.3333 | 833.3333 | 833.3333 | 833.3333 | 833.3333 | 833.3333 | 833.3333 | 833.3333 | 833.3333 | 833.3333
Training - Safety | 6960 | 580 | 580 | 580 | 580 | 580 | 580 | 580 | 580 | 580 | 580 | 580 | 580
Training - Equipment | 5940 | 495 | 495 | 495 | 495 | 495 | 495 | 495 | 495 | 495 | 495 | 495 | 495
Training - Management / Supervision | 2976 | 248 | 248 | 248 | 248 | 248 | 248 | 248 | 248 | 248 | 248 | 248 | 248
Training - Travel & Subsistence | 6000 | 500 | 500 | 500 | 500 | 500 | 500 | 500 | 500 | 500 | 500 | 500 | 500
Training - Language | 6000 | 500 | 500 | 500 | 500 | 500 | 500 | 500 | 500 | 500 | 500 | 500 | 500
Equipment Depreciation | 2400 | 200 | 200 | 200 | 200 | 200 | 200 | 200 | 200 | 200 | 200 | 200 | 200
Auto Depreciation | 10000 | 833.3333 | 833.3333 | 833.3333 | 833.3333 | 833.3333 | 833.3333 | 833.3333 | 833.3333 | 833.3333 | 833.3333 | 833.3333 | 833.3333
Furniture Depreciation | 12000 | 1000 | 1000 | 1000 | 1000 | 1000 | 1000 | 1000 | 1000 | 1000 | 1000 | 1000 | 1000
Travel - Transportation & Lodging | 60000 | 5000 | 5000 | 5000 | 5000 | 5000 | 5000 | 5000 | 5000 | 5000 | 5000 | 5000 | 5000
Travel - Meals | 6000 | 500 | 500 | 500 | 500 | 500 | 500 | 500 | 500 | 500 | 500 | 500 | 500
Travel - Home Leave | 12000 | 1000 | 1000 | 1000 | 1000 | 1000 | 1000 | 1000 | 1000 | 1000 | 1000 | 1000 | 1000
Dues & Subscriptions | 1200 | 100 | 100 | 100 | 100 | 100 | 100 | 100 | 100 | 100 | 100 | 100 | 100
Insurance | 9600 | 800 | 800 | 800 | 800 | 800 | 800 | 800 | 800 | 800 | 800 | 800 | 800
Legal & Professional Service | 8400 | 700 | 700 | 700 | 700 | 700 | 700 | 700 | 700 | 700 | 700 | 700 | 700
Postage | 6000 | 500 | 500 | 500 | 500 | 500 | 500 | 500 | 500 | 500 | 500 | 500 | 500
Telephone, Fax | 2400 | 200 | 200 | 200 | 200 | 200 | 200 | 200 | 200 | 200 | 200 | 200 | 200
Long Distance Telephone | 84000 | 7000 | 7000 | 7000 | 7000 | 7000 | 7000 | 7000 | 7000 | 7000 | 7000 | 7000 | 7000
Utilities | 4800 | 400 | 400 | 400 | 400 | 400 | 400 | 400 | 400 | 400 | 400 | 400 | 400
Stationary & Office Supplies | 9600 | 800 | 800 | 800 | 800 | 800 | 800 | 800 | 800 | 800 | 800 | 800 | 800
Auto Truck Expense | 2160 | 180 | 180 | 180 | 180 | 180 | 180 | 180 | 180 | 180 | 180 | 180 | 180
Building Rent | 84000 | 7000 | 7000 | 7000 | 7000 | 7000 | 7000 | 7000 | 7000 | 7000 | 7000 | 7000 | 7000
Equipment Rent | 2400 | 200 | 200 | 200 | 200 | 200 | 200 | 200 | 200 | 200 | 200 | 200 | 200
Building Repair | 1200 | 100 | 100 | 100 | 100 | 100 | 100 | 100 | 100 | 100 | 100 | 100 | 100
Other Repair & Maintenance | 1200 | 100 | 100 | 100 | 100 | 100 | 100 | 100 | 100 | 100 | 100 | 100 | 100
Computer Hardware | 1200 | 100 | 100 | 100 | 100 | 100 | 100 | 100 | 100 | 100 | 100 | 100 | 100
Computer Software | 1200 | 100 | 100 | 100 | 100 | 100 | 100 | 100 | 100 | 100 | 100 | 100 | 100
Outside Services | 3600 | 300 | 300 | 300 | 300 | 300 | 300 | 300 | 300 | 300 | 300 | 300 | 300
Environmental Expense | 5000 | 416.6667 | 416.6667 | 416.6667 | 416.6667 | 416.6667 | 416.6667 | 416.6667 | 416.6667 | 416.6667 | 416.6667 | 416.6667 | 416.6667
Other Taxes | 10000 | 833.3333 | 833.3333 | 833.3333 | 833.3333 | 833.3333 | 833.3333 | 833.3333 | 833.3333 | 833.3333 | 833.3333 | 833.3333 | 833.3333
Miscellaneous Expense | 20000 | 1666.6667 | 1666.6667 | 1666.6667 | 1666.6667 | 1666.6667 | 1666.6667 | 1666.6667 | 1666.6667 | 1666.6667 | 1666.6667 | 1666.6667 | 1666.6667
Total Expense | 1076905.2 | 89742.1 | 89742.1 | 89742.1 | 89742.1 | 89742.1 | 89742.1 | 89742.1 | 89742.1 | 89742.1 | 89742.1 | 89742.1 | 89742.1

## AccBud
Accounting Budget |  |  |  |  | La Raisa A
ACCOUNT NUMBER | ACCOUNT DESCRIPTION | ANNUAL BUDGETED AMOUNT | ACCOUNT NUMBER | ACCOUNT DESCRIPTION | ANNUAL BUDGETED AMOUNT
Environ. - CO Catalyst Expense
388000 | Plant Operations |  |  | Environ. - Emission Cal. Gas Expense
388200 | Betterments |  |  | Environ. - Other Expense
388500 | Initial Tools, Spare Parts & Equipment |  |  | Environ. - Permits / Licenses
389100 | Fixed Fees |  |  | Guard / Security Services Expense
389200 | Fired Hour Fees |  |  | Insurance Expense
389300 | Bonus / Penalty Fees |  |  | Legal & Professional Services
Miscellaneous Expense
488000 | Plant Operations |  |  | Travel - Meals
489000 | Major Systems Repair Reserve [Reserve] |  |  | Outside Services - NOC (Incls Uniforms)
Gas Turbine Engine
602000 | Corporate / Region Management |  |  | O/S - Steam Turbine System
603000 | Plant Management |  |  | O/S - Boilers
604000 | Engineers / Technicians |  |  | O/S - Auxiliaries & Water Treatment
605000 | Sales Personnel |  |  | O/S - Fuel System
606000 | Administrative / Clerical Labor |  |  | O/S - Feedwater, Condensate & Steam Systems
610000 | Commissions |  |  | O/S - Plant / General
612000 | Student in Training Program |  |  | O/S - Electrical / Electronic
614000 | Direct Billable Plant Labor |  |  | Policy Adjustment Expense (Customer Appeasement)
615000 | Indirect Non-Billable Plant Labor |  |  | Postage Expense (Incls. U.S. Mail / UPS / Express Mail)
622000 | Pre-Mobilization Training Labor |  |  | Building Rent Expense
623000 | Personnel Recruitment Expense |  |  | Equipment Rent Expense
624000 | Payroll Taxes Expense |  |  | Building Repair Expense
625000 | Worker's Compensation Expense |  |  | M&R - Other
626000 | Group Insurance Expense |  |  | M&R - Gas Turbine System
627000 | Vacation & Sick Pay Expense |  |  | M&R - Steam Turbine System
628000 | Employee Welfare Expense / Non-Billable |  |  | M&R - Boiler
628001 | Safety Supplies / Equipment Expense |  |  | M&R - Auxiliaries & Water Treatment
628002 | Employee Physicals Required by Contract |  |  | M&R - Fuel System
629000 | Post Retirement Benefits |  |  | M&R - Feedwater, Condensate & Steam Systems
630000 | Pension Plan Expense |  |  | M&R - Plant / General
630001 | 401k Savings Plan |  |  | M&R - Electrical / Electronic
631001 | Training - Safety |  |  | Pipeline Odorization Chemicals Expense
631002 | Training - Equipment |  |  | Other Repair & Maintenance (Office Equipment)
631003 | Training - Management / Supervisory |  |  | Sales Proposals Expense (Region)
631004 | Training - Conference / Trade Shows |  |  | Stationary & Office Supplies
631005 | Training - Travel & Subsistence |  |  | PC Software Expense (Non Capital <$500 Ea.)
631006 | Training - Language |  |  | PC Hardware Expense (Non Capital <$500 Ea.)
631007 | Training - Other |  |  | Air Filters
632000 | Advertising Expense |  |  | Oil Filters
633000 | Tradeshows Expense |  |  | R.O. Membranes
634000 | Promotional Expense |  |  | R.O. Prefilters
634001 | Initial Tools, spare Parts & Equipment |  |  | Chemicals - Demin
634002 | Betterments / RCO's |  |  | Chemicals - Boiler
634003 | Major Systems Repair |  |  | Chemicals - Heat Transfer
634004 | Supplemental Inventory |  |  | Chemicals - Cooling Tower
635000 | Auto/Truck Expense |  |  | Chemicals - Ammonia
636000 | Bad Debt Expense |  |  | Chemicals - fire Suppression
639000 | Contribution Expense |  |  | Chemicals - Testing Reagents
642000 | Depreciation Exp / Mach & Equip |  |  | Chemicals - Pretreatment
643000 | Depreciation Exp / Autos & Trucks |  |  | Chemicals - Solvents
644000 | Depreciation Exp / Furn & Fixt |  |  | Chemicals - Effluents
645000 | Amort Exp - Leasehold improv./ |  |  | Chemicals - Other
645001 | Amort Exp - Intangible Software |  |  | Welding Supplies Expense
645002 | Amort Exp - Syracuse Pre-Commissioning |  |  | Oil & Grease Supplies Expense
646000 | Dues and Subscriptions Expense |  |  | Small Tools Expense
648000 | Entertainment expense |  |  | Other Taxes Expense
649000 | Environmental Expense |  |  | Telephone & Telegraph Exp.
649001 | Environ. - Hazardous Waste Disposal Expense |  |  | Long Distance Telephone Exp
649002 | Environ. - SCR Catalyst Expense |  |  | Travel - Transportation & Lodging (Same as Abv)
649003 | Environ. - CEM Equipment Expense |  |  | Travel - Home Leave
649004 | Environ. - Testing Services Expense |  |  | Utilities Expense

## Country
Country Information
This sheet is not finished and never precise
| Argentina |  | Colombia |  | Guatemala |  | Honduras |  | India |  | Italy |  | Thailand |  | United Kingdom |  | Country |  | Country |  | Country |  | Country |  | Country |  | Country |  | Country |  | Country |  | Country |  | Country |  | Country |  | Country |  | Country |  | Country
Tax Information
Corporate Income Tax |  |  | 33% | [7 empty] | 37% |  |  |  | 40%
Corporate Municipal Tax | [10 empty] | 16.2%
Income Tax on Dividend Distributions
Municipal Tax on Dividend Distributions | [8 empty] | 2%
Branch Tax | 30% | [7 empty] | 55%
Remittance Tax |  |  | 7%
Stamp Tax
Super Tax
Property Tax
Non-Recoverable VAT
Sales Tax |  |  | 2%
Other
Labor Information | Expatriates | Nationals | Expatriates | Nationals | Expatriates | Nationals | Expatriates | Nationals | Expatriates | Nationals | Expatriates | Nationals | Expatriates | Nationals | Expatriates | Nationals | Expatriates | Nationals | Expatriates | Nationals | Expatriates | Nationals | Expatriates | Nationals | Expatriates | Nationals | Expatriates | Nationals | Expatriates | Nationals | Expatriates | Nationals | Expatriates | Nationals | Expatriates | Nationals | Expatriates | Nationals | Expatriates | Nationals | Expatriates | Nationals | Expatriates | Nationals
Base Labor Rates without overtime
Plant Manager | 80000 |  | 80000 | [5 empty] | 100000 |  | 83200 |  |  |  |  | 56000
Assistant Plant Manager |  | 45000 |  | 45000 |  |  |  |  | 75000 |  | 69680 |  |  |  |  | 48000
Shift Supervisor |  | 24000 |  | 36000 | [5 empty] | 4000 |  | 17870 |  |  |  | 33000
Operator |  | 20000 |  | 32000 | [5 empty] | 3600 |  | 15244 |  |  |  | 25000
Instrument & Electrical Technician |  | 24000 |  | 34000 | [5 empty] | 4000 |  | 17870 |  |  |  | 40000
Maintenance Mechanic |  | 15000 |  | 11500 | [5 empty] | 3000 |  | 15244 |  |  |  | 25000
Administrative Assistant |  | 16000 |  | 12000 | [5 empty] | 2800 |  | 11432 |  |  |  | 20000
Fuel Handlers | [9 empty] | 500 |  | 9740
Labor Benefits
Annual Base Wage to calculate benefits | 80000 | 24000 | 80000 | 28416.6667 |  |  |  |  | 100000 | 6000 | 75000 | 15000 |  |  |  | 35285.7143
Uplift & Danger Pay (%) | 30% | 0% | 30% | [5 empty] | 30% | 0% | 15%
Goods & Services Uplift | 39% | 0% | [6 empty] | 0% | 0% | 8%
Lodging (House rent / Hotel) | 24000 | 0 | 18000 | [5 empty] | 18000 | 0 | 18000
Home Leave | 8800 | 0 | 6000 | [5 empty] | 12000 | 0 | 12000
Dependent Schools | 0 | 0 | 4000 | [5 empty] | 2000 | 0 | 8000
Transportation for Employees | 1200 | 2400 | 12000 | [5 empty] | 6000 | 0 | 18000
Utility | 3600 | 0 | 1200 | [5 empty] | 2400 | 0 | 5000
Food | 0 | 0 | [6 empty] | 1825 | 1825
Laundry/Cleaning Service | 0 | 0 | [6 empty] | 913 | 913
Travel from Base to Site (Roundtrip) | 0 | 0 | [6 empty] | 0 | 0
Other Benefits | 0 | 0 | [6 empty] | 0 | 0
Other Benefits | 0 | 0 | [6 empty] | 0 | 0
Other Benefits | 0 | 0 | [6 empty] | 0 | 0
Other Benefits | 0 | 0 | [6 empty] | 0 | 0
Other Benefits | 0 | 0 | [6 empty] | 0 | 0
Other Benefits | 0 | 0 | [6 empty] | 0 | 0
Other Benefits | 0 | 0 | [6 empty] | 0 | 0
Country Mandated Benefits
Health Insurance (%) | 0% | 15% |  | 10% |  |  |  |  | 0% | 2%
Social Security Provident Fund (%) | 0% | 1.5% |  | 10% |  |  |  |  | 0% | 11% | 41% | 50% |  |  |  | 10.2%
Super Annuization (%) | 0% | 16% | [6 empty] | 0% | 0%
Mandatory Medical | 0% | 0% | [6 empty] | 0% | 2% |  | 1%
Bonus (# of Days) | 0 | 30 | [6 empty] | 0 | 90 |  | 15
Terminal Benefit for Years of Service (In Months) | 0 | 1 |  | 1.5 |  |  |  |  | 0 | 1 |  | 1
Vacation/Leave | 0% | 0% | [6 empty] | 0% | 5% |  | 6%
Housing | 0% | 0% | [6 empty] | 0% | 40%
Wedding, Sick Leave, Seniority | 0% | 0% | [6 empty] | 0% | 0% |  | 1%
Other Costs | 0% | 0% |  | 14% |  |  |  |  | 0% | 0%
Other Costs | 0% | 0% | [6 empty] | 0% | 0%
Other Costs | 0% | 0% | [6 empty] | 0% | 0%
Other Costs | 0% | 0% | [6 empty] | 0% | 0%
Other Costs | 0% | 0%
Taxes, Exemptions, Deductions
Host Country (National + Local) Tax Rate (%) | 35% | 0% | 35% | 0% |  |  |  |  | 35% | 35% | 40% | 27% |  |  | 40%
Host Country Standard Deduction | 22000 | 0 | 22000 | 0 |  |  |  |  | 5000 | 500 | 2500 | 2500 |  |  | 2500
Retained Employee Tax Payment | 10000 | 0 | 10000 | 0 |  |  |  |  | 14000 | 0 | 14000 |  |  |  | 14000
Retained Employee Housing Payment | 8000 | 0 | 8000 | 0 |  |  |  |  | 0 | 0 | 1000 |  |  |  | 1000
USA Exemptions (Dependents, Housing, Deductions) | 8000 | 0 | 8000 | 0 |  |  |  |  | 8000 | 0 | 8000 |  |  |  | 8000
Federal Tax Rate (USA) | 33% | 0% | 33% | 0% |  |  |  |  | 33% | 0% | 33% |  |  |  | 33%
State Tax Rate (USA) | 0% | 0% | 0% | 0% | [6 empty] | 0% |  |  |  | 0%
Standard S&S Benefits (%) | 40% |  | 40% | [5 empty] | 40% |  | 40% |  |  |  | 40%
Overtime Rate |  | 60% |  | 66% | [5 empty] | 145% |  | 60% |  |  |  | 84.05%
Hours in a Shift (8 or 12) |  | 12 |  | 12 | [5 empty] | 12 |  | 8 |  |  |  | 12

## Turb
Turbine Genset Data - Last edited --
LM6000, GAS FUEL |  |  |  | LM6000, GAS FUEL, WATER INJECTED |  |  |  | LM6000, LIQUID FUEL |  |  |  | LM6000 DLE, GAS FUEL |  |  |  | LM2500, GAS FUEL |  |  |  | LM2500, GAS FUEL, WATER INJECTED |  |  |  | LM2500 +, GAS FUEL |  |  |  | LM2500, LIQUID FUEL |  |  |  | LM5000, GAS FUEL |  |  |  | LM5000, LIQUID FUEL |  |  |  | LM5000 DLE, GAS FUEL |  |  |  | FRAME 6B, GAS FUEL |  |  |  | FRAME 6B DLN, GAS FUEL |  |  |  | FRAME 6F, GAS FUEL |  |  |  | FRAME 7F, GAS FUEL |  |  |  | FRAME 9E DLN, GAS FUEL |  |  |  | Westinghouse 251B DLN, Dual Fuel |  |  |  | Westinghouse 251B 11, Water Injection
DESCRIPTION | PERIOD | AMOUNT | ADJ AMT | DESCRIPTION | PERIOD | AMOUNT | ADJ AMT | DESCRIPTION | PERIOD | AMOUNT | ADJ AMT | DESCRIPTION | PERIOD | AMOUNT | ADJ AMT | DESCRIPTION | PERIOD | AMOUNT | ADJ AMT | DESCRIPTION | PERIOD | AMOUNT | ADJ AMT | DESCRIPTION | PERIOD | AMOUNT | ADJ AMT | DESCRIPTION | PERIOD | AMOUNT | ADJ AMT | DESCRIPTION | PERIOD | AMOUNT | ADJ AMT | DESCRIPTION | PERIOD | AMOUNT | ADJ AMT | DESCRIPTION | PERIOD | AMOUNT | ADJ AMT | DESCRIPTION | PERIOD | AMOUNT | ADJ AMT | DESCRIPTION | PERIOD | AMOUNT | ADJ AMT | DESCRIPTION | PERIOD | AMOUNT | ADJ AMT | DESCRIPTION | PERIOD | AMOUNT | ADJ AMT | DESCRIPTION | PERIOD | AMOUNT | ADJ AMT | DESCRIPTION | PERIOD | AMOUNT | ADJ AMT | DESCRIPTION | PERIOD | AMOUNT | ADJ AMT
Combustion | 25000 | 265000 | 265000 | Combustion | 25000 | 331250 | 331250 | Combustion | 12500 | 265000 | 265000 | Combustion | 25000 | 166750 | 166750 | Combustion | 25000 | 100000 | 100000 | Combustion | 25000 | 100000 | 100000 | Combustion | 25000 | 108000 | 108000 | Combustion | 12500 | 100000 | 100000 | Combustion | 25000 | 145000 | 145000 | Combustion | 12500 | 145000 | 145000 | Combustion | 25000 | 166750 | 166750 | Comb. Insp - Labor | 12000 | 26000 | 26000 | Comb. Insp - Labor | 12000 | 60000 | 60000 | Comb. Insp - Labor | 8000 | 24000 | 24000 | Comb. Insp - Labor | 8000 | 24000 | 24000 | Comb. Insp - Labor | 8000 | 24000 | 24000 | Comb. Insp - Labor | 8000 | 23000 | 23000 | Comb. Insp - Labor | 8000 | 23000 | 23000
HSR or HGP | 25000 | 1275000 | 1275000 | HSR or HGP | 25000 | 1593750 | 1593750 | HSR or HGP | 12500 | 1150000 | 1150000 | HSR or HGP | 25000 | 1270000 | 1270000 | HSR or HGP | 25000 | 735000 | 735000 | HSR or HGP | 25000 | 735000 | 735000 | HSR or HGP | 25000 | 793800 | 793800 | HSR or HGP | 12500 | 735000 | 735000 | HSR or HGP | 25000 | 765000 | 765000 | HSR or HGP | 12500 | 765000 | 765000 | HSR or HGP | 25000 | 994500 | 994500 | HGP - Labor | 24000 | 52000 | 26000 | HGP - Labor | 24000 | 90000 | 30000 | HGP - Labor | 24000 | 73000 | 73000 | HGP - Labor | 24000 | 73000 | 73000 | HGP - Labor | 24000 | 73000 | 73000 | HGP - Labor | 24000 | 73000 | 73000 | HGP - Labor | 24000 | 73000 | 73000
Overhaul | 50000 | 3200000 | 1660000 | Overhaul | 50000 | 4000000 | 2075000 | Overhaul | 50000 | 2900000 | 1485000 | Overhaul | 50000 | 3250000 | 1813250 | Overhaul | 50000 | 1995000 | 1160000 | Overhaul | 50000 | 1995000 | 1160000 | Overhaul | 50000 | 2154600 | 1252800 | Overhaul | 50000 | 1995000 | 1160000 | Overhaul | 50000 | 2900000 | 1990000 | Overhaul | 50000 | 2900000 | 1990000 | Overhaul | 50000 | 3770000 | 2608750 | Major Insp. - Labor | 48000 | 156000 | 104000 | Major Insp. - Labor | 48000 | 180000 | 90000 | Major Insp. - Labor | 48000 | 146000 | 73000 | Major Insp. - Labor | 48000 | 146000 | 73000 | Major Insp. - Labor | 48000 | 146000 | 73000 | Major Insp. - Labor | 48000 | 145000 | 72000 | Major Insp. - Labor | 48000 | 145000 | 72000
Steam Turbine | 0 | 0 | 0 | Steam Turbine | 0 | 0 | 0 | Steam Turbine | 0 | 0 | 0 | Steam Turbine | 0 | 0 | 0 | Steam Turbine | 0 | 0 | 0 | Steam Turbine | 0 | 0 | 0 | Steam Turbine | 0 | 0 | 0 | Steam Turbine | 0 | 0 | 0 | Steam Turbine | 0 | 0 | 0 | Steam Turbine | 0 | 0 | 0 | Steam Turbine | 0 | 0 | 0 | Steam Turbine | 0 | 0 | 0 | Steam Turbine | 0 | 0 | 0 | Steam Turbine | 0 | 0 | 0 | Steam Turbine | 0 | 0 | 0 | Steam Turbine | 0 | 0 | 0 | Steam Turbine | 0 | 0 | 0 | Steam Turbine | 0 | 0 | 0
BOP(WITH OVHL) | 25000 | 50000 | 50000 | BOP(WITH OVHL) | 25000 | 57500 | 57500 | BOP(WITH OVHL) | 25000 | 50000 | 50000 | BOP(WITH OVHL) | 25000 | 50000 | 50000 | BOP(WITH OVHL) | 25000 | 40000 | 40000 | BOP(WITH OVHL) | 25000 | 40000 | 40000 | BOP(WITH OVHL) | 25000 | 40000 | 40000 | BOP(WITH OVHL) | 25000 | 40000 | 40000 | BOP(WITH OVHL) | 25000 | 40000 | 40000 | BOP(WITH OVHL) | 25000 | 40000 | 40000 | BOP(WITH OVHL) | 25000 | 40000 | 40000 | BOP(WITH OVHL) | 25000 | 50000 | 50000 | BOP(WITH OVHL) | 25000 | 50000 | 50000 | BOP(WITH OVHL) | 25000 | 50000 | 50000 | BOP(WITH OVHL) | 25000 | 50000 | 50000 | BOP(WITH OVHL) | 25000 | 50000 | 50000 | BOP(WITH OVHL) | 25000 | 50000 | 50000 | BOP(WITH OVHL) | 25000 | 50000 | 50000
Contingency | 0 | 0 | 0 | Contingency | 0 | 0 | 0 | Contingency | 0 | 0 | 0 | Contingency | 0 | 0 | 0 | Contingency | 0 | 0 | 0 | Contingency | 0 | 0 | 0 | Contingency | 0 | 0 | 0 | Contingency | 0 | 0 | 0 | Contingency | 0 | 0 | 0 | Contingency | 0 | 0 | 0 | Contingency | 0 | 0 | 0 | Contingency | 0 | 0 | 0 | Contingency | 0 | 0 | 0 | Contingency | 0 | 0 | 0 | Contingency | 0 | 0 | 0 | Contingency | 0 | 0 | 0 | Contingency | 0 | 0 | 0 | Contingency | 0 | 0 | 0
Comb/HSR Labor | 25000 | 50000 | 50000 | Comb/HSR Labor | 25000 | 57500 | 57500 | Comb/HSR Labor | 12500 | 50000 | 50000 | Comb/HSR Labor | 25000 | 50000 | 50000 | Comb/HSR Labor | 25000 | 40000 | 40000 | Comb/HSR Labor | 25000 | 40000 | 40000 | Comb/HSR Labor | 25000 | 40000 | 40000 | Comb/HSR Labor | 12500 | 40000 | 40000 | Comb/HSR Labor | 25000 | 40000 | 40000 | Comb/HSR Labor | 12500 | 40000 | 40000 | Comb/HSR Labor | 25000 | 40000 | 40000 | CI - Consum. | 12000 | 31500 | 31500 | CI - Consum. | 12000 | 35000 | 35000 | CI - Consum. | 8000 | 42000 | 42000 | CI - Consum. | 8000 | 93000 | 93000 | CI - Consum. | 8000 | 37100 | 37100 | CI - Consum. | 8000 | 45000 | 45000 | CI - Consum. | 8000 | 45000 | 45000 | 8000
Comb./HSR Freight | 25000 | 20000 | 20000 | Comb./HSR Freight | 25000 | 23000 | 23000 | Comb./HSR Freight | 12500 | 20000 | 20000 | Comb./HSR Freight | 25000 | 20000 | 20000 | Comb./HSR Freight | 25000 | 16000 | 16000 | Comb./HSR Freight | 25000 | 16000 | 16000 | Comb./HSR Freight | 25000 | 16000 | 16000 | Comb./HSR Freight | 12500 | 16000 | 16000 | Comb./HSR Freight | 25000 | 16000 | 16000 | Comb./HSR Freight | 12500 | 16000 | 16000 | Comb./HSR Freight | 25000 | 16000 | 16000 | HGP - Consum. | 24000 | 32000 | 32000 | HGP - Consum. | 24000 | 20000 | 20000 | HGP - Consum. | 24000 | 43000 | 43000 | HGP - Consum. | 24000 | 57000 | 57000 | HGP - Consum. | 24000 | 28620 | 28620 | HGP - Consum. | 24000 | 70000 | 70000 | HGP - Consum. | 24000 | 70000 | 70000 | 24000
Major Overhaul labor | 50000 | 50000 | 0 | Major Overhaul labor | 50000 | 57500 | 0 | Major Overhaul labor | 50000 | 50000 | 0 | Major Overhaul labor | 50000 | 50000 | 0 | Major Overhaul labor | 50000 | 40000 | 0 | Major Overhaul labor | 50000 | 40000 | 0 | Major Overhaul labor | 50000 | 40000 | 0 | Major Overhaul labor | 50000 | 40000 | 0 | Major Overhaul labor | 50000 | 40000 | 0 | Major Overhaul labor | 50000 | 40000 | 0 | Major Overhaul labor | 50000 | 40000 | 0 | Major Consum. | 48000 | 44000 | 44000 | Major Consum. | 48000 | 42000 | 42000 | Major Consum. | 48000 | 56000 | 56000 | Major Consum. | 48000 | 49000 | 49000 | Major Consum. | 48000 | 197160 | 197160 | Major Consum. | 48000 | 90000 | 90000 | Major Consum. | 48000 | 90000 | 90000 | 48000
Major Overhaul Freight | 50000 | 120000 | 100000 | Major Overhaul Freight | 50000 | 138000 | 115000 | Major Overhaul Freight | 50000 | 120000 | 100000 | Major Overhaul Freight | 50000 | 120000 | 100000 | Major Overhaul Freight | 50000 | 110000 | 94000 | Major Overhaul Freight | 50000 | 110000 | 94000 | Major Overhaul Freight | 50000 | 110000 | 94000 | Major Overhaul Freight | 50000 | 110000 | 94000 | Major Overhaul Freight | 50000 | 120000 | 104000 | Major Overhaul Freight | 50000 | 120000 | 104000 | Major Overhaul Freight | 50000 | 120000 | 104000 | Combustion Liners - Repair | 12000 | 16500 | 16500 | Combustion Liners - Repair | 12000 | 96000 | 96000 | Combustion Liners - Repair | 8000 | 58000 | 58000 | Combustion Liners - Repair | 8000 | 57000 | 57000 | Combustion Liners - Repair | 8000 | 89040 | 89040 | Combustion Basket - Repair | 8000 | 32000 | 32000 | Combustion Basket - Repair | 8000 | 32000 | 32000 | 8000
SS- LTSA | 8000 | 0 | 0 | Op. Hrs. Misc. | 0 | 0 | 0 | Op. Hrs. Misc. | 0 | 0 | 0 | Op. Hrs. Misc. | 0 | 0 | 0 | Op. Hrs. Misc. | 0 | 0 | 0 | Op. Hrs. Misc. | 0 | 0 | 0 | Op. Hrs. Misc. | 0 | 0 | 0 | Op. Hrs. Misc. | 0 | 0 | 0 | Op. Hrs. Misc. | 0 | 0 | 0 | Op. Hrs. Misc. | 0 | 0 | 0 | Op. Hrs. Misc. | 0 | 0 | 0 | Combustion Liners - New | 72000 | 119000 | 102500 | Combustion Liners - New | 72000 | 714000 | 618000 | Combustion Liners - New | 48000 | 570000 | 512000 | Combustion Liners - New | 48000 | 562000 | 505000 | Combustion Liners - New | 48000 | 1154340 | 1065300 | Combustion Basket - New | 32000 | 104800 | 72800 | Combustion Basket - New | 64000 | 104800 | 72800 | 32000
Op. Hrs. Misc. | 0 | 0 | 0 | Op. Hrs. Misc. | 0 | 0 | 0 | Op. Hrs. Misc. | 0 | 0 | 0 | Op. Hrs. Misc. | 0 | 0 | 0 | Op. Hrs. Misc. | 0 | 0 | 0 | Op. Hrs. Misc. | 0 | 0 | 0 | Op. Hrs. Misc. | 0 | 0 | 0 | Op. Hrs. Misc. | 0 | 0 | 0 | Op. Hrs. Misc. | 0 | 0 | 0 | Op. Hrs. Misc. | 0 | 0 | 0 | Op. Hrs. Misc. | 0 | 0 | 0 | Transition Pieces - Repair | 12000 | 15500 | 15500 | Transition Pieces - Repair | 12000 | 15500 | 15500 | Transition Pieces - Repair | 8000 | 98000 | 98000 | Transition Pieces - Repair | 8000 | 104000 | 104000 | Transition Pieces - Repair | 12000 | 148400 | 148400 | Transition Pieces & Seals - Repair | 8000 | 71000 | 71000 | Transition Pieces & Seals - Repair | 8000 | 45000 | 45000 | 8000
Op. Hrs. Misc. | 0 | 0 | 0 | Op. Hrs. Misc. | 0 | 0 | 0 | Op. Hrs. Misc. | 0 | 0 | 0 | Op. Hrs. Misc. | 0 | 0 | 0 | Op. Hrs. Misc. | 0 | 0 | 0 | Op. Hrs. Misc. | 0 | 0 | 0 | Op. Hrs. Misc. | 0 | 0 | 0 | Op. Hrs. Misc. | 0 | 0 | 0 | Op. Hrs. Misc. | 0 | 0 | 0 | Op. Hrs. Misc. | 0 | 0 | 0 | Op. Hrs. Misc. | 0 | 0 | 0 | Transition Pieces - New | 72000 | 145000 | 129500 | Transition Pieces - New | 72000 | 167000 | 151500 | Transition Pieces - New | 48000 | 390000 | 292000 | Transition Pieces - New | 48000 | 818000 | 714000 | Transition Pieces - New | 48000 | 605260 | 456860 | Transition Pieces & Seals - New | 32000 | 384520 | 313520 | Transition Pieces & Seals - New | 48000 | 384520 | 339520 | 32000
Op. Hrs. Misc. | 0 | 0 | 0 | Op. Hrs. Misc. | 0 | 0 | 0 | Op. Hrs. Misc. | 0 | 0 | 0 | Op. Hrs. Misc. | 0 | 0 | 0 | Op. Hrs. Misc. | 0 | 0 | 0 | Op. Hrs. Misc. | 0 | 0 | 0 | Op. Hrs. Misc. | 0 | 0 | 0 | Op. Hrs. Misc. | 0 | 0 | 0 | Op. Hrs. Misc. | 0 | 0 | 0 | Op. Hrs. Misc. | 0 | 0 | 0 | Op. Hrs. Misc. | 0 | 0 | 0 | Fuel Nozzle Tips - Repair | 12000 | 14500 | 14500 | Fuel Nozzle Tips - Repair | 12000 | 14500 | 14500 | Fuel Nozzle Tips - Repair | 8000 | 28000 | 28000 | Fuel Nozzle Tips - Repair | 8000 | 10000 | 10000 | Fuel Nozzle Tips - Repair | 8000 | 42400 | 42400 | Fuel Nozzle Tips - Repair | 16000 | 28000 | 28000 | Fuel Nozzle Tips - Repair | 16000 | 29325 | 29325 | 16000
Op. Hrs. Misc. | 0 | 0 | 0 | Op. Hrs. Misc. | 0 | 0 | 0 | Op. Hrs. Misc. | 0 | 0 | 0 | Op. Hrs. Misc. | 0 | 0 | 0 | Op. Hrs. Misc. | 0 | 0 | 0 | Op. Hrs. Misc. | 0 | 0 | 0 | Op. Hrs. Misc. | 0 | 0 | 0 | Op. Hrs. Misc. | 0 | 0 | 0 | Op. Hrs. Misc. | 0 | 0 | 0 | Op. Hrs. Misc. | 0 | 0 | 0 | Op. Hrs. Misc. | 0 | 0 | 0 | Fuel Nozzle Tips - New | 36000 | 104000 | 89500 | Fuel Nozzle Tips - New | 36000 | 50000 | 35500 | Fuel Nozzle Tips - New | 24000 | 75000 | 47000 | Fuel Nozzle Tips - New | 24000 | 88000 | 78000 | Fuel Nozzle Tips - New | 24000 | 125080 | 82680 | Fuel Nozzle Tips - New | 48000 | 260000 | 232000 | Fuel Nozzle Tips - New | 64000 | 260000 | 230675 | 48000
Op. Hrs. Misc. | 0 | 0 | 0 | Op. Hrs. Misc. | 0 | 0 | 0 | Op. Hrs. Misc. | 0 | 0 | 0 | Op. Hrs. Misc. | 0 | 0 | 0 | Op. Hrs. Misc. | 0 | 0 | 0 | Op. Hrs. Misc. | 0 | 0 | 0 | Op. Hrs. Misc. | 0 | 0 | 0 | Op. Hrs. Misc. | 0 | 0 | 0 | Op. Hrs. Misc. | 0 | 0 | 0 | Op. Hrs. Misc. | 0 | 0 | 0 | Op. Hrs. Misc. | 0 | 0 | 0 | Buckets 1st - Repair | 24000 | 104000 | 104000 | Buckets 1st - Repair | 24000 | 180000 | 180000 | Buckets 1st - Repair | 24000 | 16000 | 16000 | Buckets 1st - Repair | 24000 | 52000 | 52000 | Buckets 1st - Repair | 24000 | 26500 | 26500 | 1st Stage Vanes - Repair | 16000 | 72800 | 72800 | 1st Stage Vanes - Repair | 16000 | 46483 | 46483 | 16000
Op. Hrs. Misc. | 0 | 0 | 0 | Op. Hrs. Misc. | 0 | 0 | 0 | Op. Hrs. Misc. | 0 | 0 | 0 | Op. Hrs. Misc. | 0 | 0 | 0 | Op. Hrs. Misc. | 0 | 0 | 0 | Op. Hrs. Misc. | 0 | 0 | 0 | Op. Hrs. Misc. | 0 | 0 | 0 | Op. Hrs. Misc. | 0 | 0 | 0 | Op. Hrs. Misc. | 0 | 0 | 0 | Op. Hrs. Misc. | 0 | 0 | 0 | Op. Hrs. Misc. | 0 | 0 | 0 | Buckets 1st - New | 48000 | 344000 | 240000 | Buckets 1st - New | 48000 | 430000 | 250000 | Buckets 1st - New | 48000 | 860000 | 844000 | Buckets 1st - New | 48000 | 1872000 | 1820000 | Buckets 1st - New | 48000 | 889341 | 862841 | 1st Stage Vanes - New | 48000 | 565600 | 492800 | 1st Stage Vanes - New | 64000 | 565600 | 519117 | 48000
Op. Hrs. Misc. | 0 | 0 | 0 | Op. Hrs. Misc. | 0 | 0 | 0 | Op. Hrs. Misc. | 0 | 0 | 0 | Op. Hrs. Misc. | 0 | 0 | 0 | Op. Hrs. Misc. | 0 | 0 | 0 | Op. Hrs. Misc. | 0 | 0 | 0 | Op. Hrs. Misc. | 0 | 0 | 0 | Op. Hrs. Misc. | 0 | 0 | 0 | Op. Hrs. Misc. | 0 | 0 | 0 | Op. Hrs. Misc. | 0 | 0 | 0 | Op. Hrs. Misc. | 0 | 0 | 0 | Buckets 2nd - Repair | 24000 | 104000 | 104000 | Buckets 2nd - Repair | 24000 | 130000 | 130000 | Buckets 2nd - Repair | 24000 | 17000 | 17000 | Buckets 2nd - Repair | 24000 | 42500 | 42500 | Buckets 2nd - Repair | 24000 | 31800 | 31800 | 1st Stage Blades - Repair | 24000 | 73440 | 73440 | 1st Stage Blades - Repair | 24000 | 55775 | 55775 | 24000
Op. Hrs. Misc. | 0 | 0 | 0 | Op. Hrs. Misc. | 0 | 0 | 0 | Op. Hrs. Misc. | 0 | 0 | 0 | Op. Hrs. Misc. | 0 | 0 | 0 | Op. Hrs. Misc. | 0 | 0 | 0 | Op. Hrs. Misc. | 0 | 0 | 0 | Op. Hrs. Misc. | 0 | 0 | 0 | Op. Hrs. Misc. | 0 | 0 | 0 | Op. Hrs. Misc. | 0 | 0 | 0 | Op. Hrs. Misc. | 0 | 0 | 0 | Op. Hrs. Misc. | 0 | 0 | 0 | Buckets 2nd - New | 72000 | 262000 | 158000 | Buckets 2nd - New | 72000 | 322000 | 192000 | Buckets 2nd - New | 72000 | 596000 | 579000 | Buckets 2nd - New | 72000 | 1300000 | 1257500 | Buckets 2nd - New | 72000 | 1003821 | 972021 | 1st Stage Blades - New | 72000 | 437570 | 364130 | 1st Stage Blades - New | 96000 | 437570 | 381795 | 72000
Op. Hrs. Misc. | 0 | 0 | 0 | Op. Hrs. Misc. | 0 | 0 | 0 | Op. Hrs. Misc. | 0 | 0 | 0 | Op. Hrs. Misc. | 0 | 0 | 0 | Op. Hrs. Misc. | 0 | 0 | 0 | Op. Hrs. Misc. | 0 | 0 | 0 | Op. Hrs. Misc. | 0 | 0 | 0 | Op. Hrs. Misc. | 0 | 0 | 0 | Op. Hrs. Misc. | 0 | 0 | 0 | Op. Hrs. Misc. | 0 | 0 | 0 | Op. Hrs. Misc. | 0 | 0 | 0 | Buckets 3rd - Repair | 24000 | 93000 | 93000 | Buckets 3rd - Repair | 24000 | 120000 | 120000 | Buckets 3rd - Repair | 24000 | 18000 | 18000 | Buckets 3rd - Repair***** | 24000 | 41000 | 41000 | Buckets 3rd - Repair***** | 24000 | 31800 | 31800 | 1st Stage Blade Ring Segment - Repair | 24000 | 10000 | 10000 | 1st Stage Blade Ring Segment - Repair | 24000 | 14088 | 14088 | 24000
Op. Hrs. Misc. | 0 | 0 | 0 | Op. Hrs. Misc. | 0 | 0 | 0 | Op. Hrs. Misc. | 0 | 0 | 0 | Op. Hrs. Misc. | 0 | 0 | 0 | Op. Hrs. Misc. | 0 | 0 | 0 | Op. Hrs. Misc. | 0 | 0 | 0 | Op. Hrs. Misc. | 0 | 0 | 0 | Op. Hrs. Misc. | 0 | 0 | 0 | Op. Hrs. Misc. | 0 | 0 | 0 | Op. Hrs. Misc. | 0 | 0 | 0 | Op. Hrs. Misc. | 0 | 0 | 0 | Buckets 3rd - New | 72000 | 246000 | 153000 | Buckets 3rd - New | 72000 | 301000 | 181000 | Buckets 3rd - New | 72000 | 640000 | 622000 | Buckets 3rd - New*** | 72000 | 1300000 | 1259000 | Buckets 3rd - New*** | 72000 | 967781 | 935981 | 1st Stage Blade Ring Segment - New | 48000 | 159600 | 149600 | 1st Stage Blade Ring Segment - New | 72000 | 159600 | 145512 | 48000
Op. Hrs. Misc. | 0 | 0 | 0 | Op. Hrs. Misc. | 0 | 0 | 0 | Op. Hrs. Misc. | 0 | 0 | 0 | Op. Hrs. Misc. | 0 | 0 | 0 | Op. Hrs. Misc. | 0 | 0 | 0 | Op. Hrs. Misc. | 0 | 0 | 0 | Op. Hrs. Misc. | 0 | 0 | 0 | Op. Hrs. Misc. | 0 | 0 | 0 | Op. Hrs. Misc. | 0 | 0 | 0 | Op. Hrs. Misc. | 0 | 0 | 0 | Op. Hrs. Misc. | 0 | 0 | 0 | Nozzle 1st - Repair | 24000 | 125000 | 125000 | Nozzle 1st - Repair | 24000 | 150000 | 150000 | Nozzle 1st - Repair | 24000 | 88000 | 88000 | Nozzle 1st - Repair | 24000 | 208000 | 208000 | Nozzle 1st - Repair | 24000 | 95400 | 95400 | 2nd Stage Vanes - Repair | 24000 | 61200 | 61200 | 2nd Stage Vanes - Repair | 24000 | 42263 | 42263 | 24000
Op. Hrs. Misc. | 0 | 0 | 0 | Op. Hrs. Misc. | 0 | 0 | 0 | Op. Hrs. Misc. | 0 | 0 | 0 | Op. Hrs. Misc. | 0 | 0 | 0 | Op. Hrs. Misc. | 0 | 0 | 0 | Op. Hrs. Misc. | 0 | 0 | 0 | Op. Hrs. Misc. | 0 | 0 | 0 | Op. Hrs. Misc. | 0 | 0 | 0 | Op. Hrs. Misc. | 0 | 0 | 0 | Op. Hrs. Misc. | 0 | 0 | 0 | Op. Hrs. Misc. | 0 | 0 | 0 | Nozzle 1st - New | 72000 | 353000 | 228000 | Nozzle 1st - New | 72000 | 396000 | 246000 | Nozzle 1st - New | 72000 | 532000 | 444000 | Nozzle 1st - New | 72000 | 1040000 | 832000 | Nozzle 1st - New | 72000 | 945521 | 850121 | 2nd Stage Vanes - New | 72000 | 385200 | 324000 | 2nd Stage Vanes - New | 96000 | 385200 | 342937 | 72000
Op. Hrs. Misc. | 0 | 0 | 0 | Op. Hrs. Misc. | 0 | 0 | 0 | Op. Hrs. Misc. | 0 | 0 | 0 | Op. Hrs. Misc. | 0 | 0 | 0 | Op. Hrs. Misc. | 0 | 0 | 0 | Op. Hrs. Misc. | 0 | 0 | 0 | Op. Hrs. Misc. | 0 | 0 | 0 | Op. Hrs. Misc. | 0 | 0 | 0 | Op. Hrs. Misc. | 0 | 0 | 0 | Op. Hrs. Misc. | 0 | 0 | 0 | Op. Hrs. Misc. | 0 | 0 | 0 | Nozzle 2nd - Repair | 24000 | 57000 | 57000 | Nozzle 2nd - Repair | 24000 | 70000 | 70000 | Nozzle 2nd - Repair | 24000 | 52000 | 52000 | Nozzle 2nd - Repair | 24000 | 88000 | 88000 | Nozzle 2nd - Repair | 24000 | 42400 | 42400 | 2nd Stage Blades - Repair | 48000 | 79560 | 79560 | 2nd Stage Blades - Repair | 48000 | 41400 | 41400 | 48000
Op. Hrs. Misc. | 0 | 0 | 0 | Op. Hrs. Misc. | 0 | 0 | 0 | Op. Hrs. Misc. | 0 | 0 | 0 | Op. Hrs. Misc. | 0 | 0 | 0 | Op. Hrs. Misc. | 0 | 0 | 0 | Op. Hrs. Misc. | 0 | 0 | 0 | Op. Hrs. Misc. | 0 | 0 | 0 | Op. Hrs. Misc. | 0 | 0 | 0 | Op. Hrs. Misc. | 0 | 0 | 0 | Op. Hrs. Misc. | 0 | 0 | 0 | Op. Hrs. Misc. | 0 | 0 | 0 | Nozzle 2nd - New | 72000 | 364000 | 307000 | Nozzle 2nd - New | 72000 | 438000 | 368000 | Nozzle 2nd - New | 72000 | 539000 | 487000 | Nozzle 2nd - New | 72000 | 1040000 | 952000 | Nozzle 2nd - New | 72000 | 1179780 | 1137380 | 2nd Stage Blades - New | 100000 | 490351 | 410791 | 2nd Stage Blades - New | 100000 | 490351 | 448951 | 100000
Op. Hrs. Misc. | 0 | 0 | 0 | Op. Hrs. Misc. | 0 | 0 | 0 | Op. Hrs. Misc. | 0 | 0 | 0 | Op. Hrs. Misc. | 0 | 0 | 0 | Op. Hrs. Misc. | 0 | 0 | 0 | Op. Hrs. Misc. | 0 | 0 | 0 | Op. Hrs. Misc. | 0 | 0 | 0 | Op. Hrs. Misc. | 0 | 0 | 0 | Op. Hrs. Misc. | 0 | 0 | 0 | Op. Hrs. Misc. | 0 | 0 | 0 | Op. Hrs. Misc. | 0 | 0 | 0 | Nozzle 3rd - Repair | 24000 | 52000 | 52000 | Nozzle 3rd - Repair | 24000 | 65000 | 65000 | Nozzle 3rd - Repair | 24000 | 52000 | 52000 | Nozzle 3rd - Repair**** | 24000 | 88000 | 88000 | Nozzle 3rd - Repair**** | 24000 | 42400 | 42400 | 2nd Stage Blade Ring Segment - Repair | 24000 | 10000 | 10000 | 2nd Stage Blade Ring Segment - Repair | 24000 | 15000 | 15000 | 24000
Op. Hrs. Misc. | 0 | 0 | 0 | Op. Hrs. Misc. | 0 | 0 | 0 | Op. Hrs. Misc. | 0 | 0 | 0 | Op. Hrs. Misc. | 0 | 0 | 0 | Op. Hrs. Misc. | 0 | 0 | 0 | Op. Hrs. Misc. | 0 | 0 | 0 | Op. Hrs. Misc. | 0 | 0 | 0 | Op. Hrs. Misc. | 0 | 0 | 0 | Op. Hrs. Misc. | 0 | 0 | 0 | Op. Hrs. Misc. | 0 | 0 | 0 | Op. Hrs. Misc. | 0 | 0 | 0 | Nozzle 3rd - New | 72000 | 363000 | 311000 | Nozzle 3rd - New | 72000 | 409000 | 344000 | Nozzle 3rd - New | 72000 | 512000 | 460000 | Nozzle 3rd - New***** | 72000 | 1040000 | 952000 | Nozzle 3rd - New***** | 72000 | 1172360 | 1129960 | 2nd Stage Blade Ring Segment - New | 72000 | 187600 | 177600 | 2nd Stage Blade Ring Segment - New | 72000 | 187600 | 172600 | 72000
Op. Hrs. Misc. | 0 | 0 | 0 | Op. Hrs. Misc. | 0 | 0 | 0 | Op. Hrs. Misc. | 0 | 0 | 0 | Op. Hrs. Misc. | 0 | 0 | 0 | Op. Hrs. Misc. | 0 | 0 | 0 | Op. Hrs. Misc. | 0 | 0 | 0 | Op. Hrs. Misc. | 0 | 0 | 0 | Op. Hrs. Misc. | 0 | 0 | 0 | Op. Hrs. Misc. | 0 | 0 | 0 | Op. Hrs. Misc. | 0 | 0 | 0 | Op. Hrs. Misc. | 0 | 0 | 0 | Shroud 1/2/3 - New | 48000 | 104000 | 104000 | Shroud 1/2/3 - New | 48000 | 130000 | 130000 | Shroud 1/2/3 - New | 48000 | 287000 | 287000 | Shroud 1/2/3 - New | 72000 | 676000 | 676000 | Shroud 1 - New | 48000 | 107060 | 107060 | 3rd Stage Vanes - Repair | 24000 | 67200 | 67200 | 3rd Stage Vanes - Repair | 24000 | 42263 | 42263 | 24000
Op. Hrs. Misc. | 0 | 0 | 0 | Op. Hrs. Misc. | 0 | 0 | 0 | Op. Hrs. Misc. | 0 | 0 | 0 | Op. Hrs. Misc. | 0 | 0 | 0 | Op. Hrs. Misc. | 0 | 0 | 0 | Op. Hrs. Misc. | 0 | 0 | 0 | Op. Hrs. Misc. | 0 | 0 | 0 | Op. Hrs. Misc. | 0 | 0 | 0 | Op. Hrs. Misc. | 0 | 0 | 0 | Op. Hrs. Misc. | 0 | 0 | 0 | Op. Hrs. Misc. | 0 | 0 | 0 | Cross Fire Tubes - Repair | 8000 | 2500 | 2500 | Cross Fire Tubes - Repair | 8000 | 3500 | 3500 | Inlet Guide Vanes | 24000 | 125000 | 125000 | Inlet Guide Vanes | 24000 | 208000 | 208000 | Shroud 2&3 - New | 72000 | 187620 | 187620 | 3rd Stage Vanes - New | 72000 | 581000 | 513800 | 3rd Stage Vanes - New | 72000 | 581000 | 538737 | 72000
Op. Hrs. Misc. | 0 | 0 | 0 | Op. Hrs. Misc. | 0 | 0 | 0 | Op. Hrs. Misc. | 0 | 0 | 0 | Op. Hrs. Misc. | 0 | 0 | 0 | Op. Hrs. Misc. | 0 | 0 | 0 | Op. Hrs. Misc. | 0 | 0 | 0 | Op. Hrs. Misc. | 0 | 0 | 0 | Op. Hrs. Misc. | 0 | 0 | 0 | Op. Hrs. Misc. | 0 | 0 | 0 | Op. Hrs. Misc. | 0 | 0 | 0 | Op. Hrs. Misc. | 0 | 0 | 0 | Cross Fire Tubes - New | 24000 | 8000 | 5500 | Cross Fire Tubes - New | 24000 | 15000 | 11500 | Op. Hrs. Misc. | 0 | 0 | 0 | Op. Hrs. Misc. | 0 | 0 | 0 | Op. Hrs. Misc. | 0 | 0 | 0 | 3rd Stage Blades - Repair | 48000 | 34400 | 34400 | 3rd Stage Blades - Repair | 48000 | 41400 | 41400 | 48000
Op. Hrs. Misc. | 0 | 0 | 0 | Op. Hrs. Misc. | 0 | 0 | 0 | Op. Hrs. Misc. | 0 | 0 | 0 | Op. Hrs. Misc. | 0 | 0 | 0 | Op. Hrs. Misc. | 0 | 0 | 0 | Op. Hrs. Misc. | 0 | 0 | 0 | Op. Hrs. Misc. | 0 | 0 | 0 | Op. Hrs. Misc. | 0 | 0 | 0 | Op. Hrs. Misc. | 0 | 0 | 0 | Op. Hrs. Misc. | 0 | 0 | 0 | Op. Hrs. Misc. | 0 | 0 | 0 | Flow Divider - Repair | 8000 | 10000 | 10000 | Flow Divider - Repair | 8000 | 10000 | 10000 | Op. Hrs. Misc. | 0 | 0 | 0 | Op. Hrs. Misc. | 0 | 0 | 0 | Op. Hrs. Misc. | 0 | 0 | 0 | 3rd Stage Blades - New | 100000 | 425100 | 390700 | 3rd Stage Blades - New | 100000 | 425100 | 383700 | 100000
Op. Hrs. Misc. | 0 | 0 | 0 | Op. Hrs. Misc. | 0 | 0 | 0 | Op. Hrs. Misc. | 0 | 0 | 0 | Op. Hrs. Misc. | 0 | 0 | 0 | Op. Hrs. Misc. | 0 | 0 | 0 | Op. Hrs. Misc. | 0 | 0 | 0 | Op. Hrs. Misc. | 0 | 0 | 0 | Op. Hrs. Misc. | 0 | 0 | 0 | Op. Hrs. Misc. | 0 | 0 | 0 | Op. Hrs. Misc. | 0 | 0 | 0 | Op. Hrs. Misc. | 0 | 0 | 0 | Flow Divider - New | 24000 | 31000 | 21000 | Flow Divider - New | 24000 | 31000 | 21000 | Op. Hrs. Misc. | 0 | 0 | 0 | Op. Hrs. Misc. | 0 | 0 | 0 | Op. Hrs. Misc. | 0 | 0 | 0 | 3rd Stage Blade Ring Segment - Repair | 48000 | 10000 | 10000 | 3rd Stage Blade Ring Segment - Repair | 48000 | 15000 | 15000 | 48000
Op. Hrs. Misc. | 0 | 0 | 0 | Op. Hrs. Misc. | 0 | 0 | 0 | Op. Hrs. Misc. | 0 | 0 | 0 | Op. Hrs. Misc. | 0 | 0 | 0 | Op. Hrs. Misc. | 0 | 0 | 0 | Op. Hrs. Misc. | 0 | 0 | 0 | Op. Hrs. Misc. | 0 | 0 | 0 | Op. Hrs. Misc. | 0 | 0 | 0 | Op. Hrs. Misc. | 0 | 0 | 0 | Op. Hrs. Misc. | 0 | 0 | 0 | Op. Hrs. Misc. | 0 | 0 | 0 | Op. Hrs. Misc. | 0 | 0 | 0 | Op. Hrs. Misc. | 0 | 0 | 0 | Op. Hrs. Misc. | 0 | 0 | 0 | Op. Hrs. Misc. | 0 | 0 | 0 | Op. Hrs. Misc. | 0 | 0 | 0 | 3rd Stage Blade Ring Segment - New | 100000 | 145000 | 135000 | 3rd Stage Blade Ring Segment - New | 100000 | 145000 | 130000 | 100000
Op. Hrs. Misc. | 0 | 0 | 0 | Op. Hrs. Misc. | 0 | 0 | 0 | Op. Hrs. Misc. | 0 | 0 | 0 | Op. Hrs. Misc. | 0 | 0 | 0 | Op. Hrs. Misc. | 0 | 0 | 0 | Op. Hrs. Misc. | 0 | 0 | 0 | Op. Hrs. Misc. | 0 | 0 | 0 | Op. Hrs. Misc. | 0 | 0 | 0 | Op. Hrs. Misc. | 0 | 0 | 0 | Op. Hrs. Misc. | 0 | 0 | 0 | Op. Hrs. Misc. | 0 | 0 | 0 | Op. Hrs. Misc. | 0 | 0 | 0 | Op. Hrs. Misc. | 0 | 0 | 0 | Op. Hrs. Misc. | 0 | 0 | 0 | Op. Hrs. Misc. | 0 | 0 | 0 | Op. Hrs. Misc. | 0 | 0 | 0 | Compressor Blades - Repair | 48000 | 60000 | 60000 | Compressor Blades - Repair | 48000 | 76700 | 76700 | 48000
Op. Hrs. Misc. | 0 | 0 | 0 | Op. Hrs. Misc. | 0 | 0 | 0 | Op. Hrs. Misc. | 0 | 0 | 0 | Op. Hrs. Misc. | 0 | 0 | 0 | Op. Hrs. Misc. | 0 | 0 | 0 | Op. Hrs. Misc. | 0 | 0 | 0 | Op. Hrs. Misc. | 0 | 0 | 0 | Op. Hrs. Misc. | 0 | 0 | 0 | Op. Hrs. Misc. | 0 | 0 | 0 | Op. Hrs. Misc. | 0 | 0 | 0 | Op. Hrs. Misc. | 0 | 0 | 0 | Op. Hrs. Misc. | 0 | 0 | 0 | Op. Hrs. Misc. | 0 | 0 | 0 | Op. Hrs. Misc. | 0 | 0 | 0 | Op. Hrs. Misc. | 0 | 0 | 0 | Op. Hrs. Misc. | 0 | 0 | 0 | Compressor Blades - New | 100000 | 412000 | 352000 | Compressor Blades - New | 100000 | 412000 | 335300 | 100000
Op. Hrs. Misc. | 0 | 0 | 0 | Op. Hrs. Misc. | 0 | 0 | 0 | Op. Hrs. Misc. | 0 | 0 | 0 | Op. Hrs. Misc. | 0 | 0 | 0 | Op. Hrs. Misc. | 0 | 0 | 0 | Op. Hrs. Misc. | 0 | 0 | 0 | Op. Hrs. Misc. | 0 | 0 | 0 | Op. Hrs. Misc. | 0 | 0 | 0 | Op. Hrs. Misc. | 0 | 0 | 0 | Op. Hrs. Misc. | 0 | 0 | 0 | Op. Hrs. Misc. | 0 | 0 | 0 | Op. Hrs. Misc. | 0 | 0 | 0 | Op. Hrs. Misc. | 0 | 0 | 0 | Op. Hrs. Misc. | 0 | 0 | 0 | Op. Hrs. Misc. | 0 | 0 | 0 | Op. Hrs. Misc. | 0 | 0 | 0 | Compressor Diaphragms - Repair | 48000 | 60000 | 60000 | Compressor Diaphragms - Repair | 48000 | 88800 | 88800 | 48000
Op. Hrs. Misc. | 0 | 0 | 0 | Op. Hrs. Misc. | 0 | 0 | 0 | Op. Hrs. Misc. | 0 | 0 | 0 | Op. Hrs. Misc. | 0 | 0 | 0 | Op. Hrs. Misc. | 0 | 0 | 0 | Op. Hrs. Misc. | 0 | 0 | 0 | Op. Hrs. Misc. | 0 | 0 | 0 | Op. Hrs. Misc. | 0 | 0 | 0 | Op. Hrs. Misc. | 0 | 0 | 0 | Op. Hrs. Misc. | 0 | 0 | 0 | Op. Hrs. Misc. | 0 | 0 | 0 | Op. Hrs. Misc. | 0 | 0 | 0 | Op. Hrs. Misc. | 0 | 0 | 0 | Op. Hrs. Misc. | 0 | 0 | 0 | Op. Hrs. Misc. | 0 | 0 | 0 | Op. Hrs. Misc. | 0 | 0 | 0 | Compressor Diaphragms - New | 100000 | 965952 | 905952 | Compressor Diaphragms - New | 100000 | 965952 | 877152 | 100000
Op. Hrs. Misc. | 0 | 0 | 0 | Op. Hrs. Misc. | 0 | 0 | 0 | Op. Hrs. Misc. | 0 | 0 | 0 | Op. Hrs. Misc. | 0 | 0 | 0 | Op. Hrs. Misc. | 0 | 0 | 0 | Op. Hrs. Misc. | 0 | 0 | 0 | Op. Hrs. Misc. | 0 | 0 | 0 | Op. Hrs. Misc. | 0 | 0 | 0 | Op. Hrs. Misc. | 0 | 0 | 0 | Op. Hrs. Misc. | 0 | 0 | 0 | Op. Hrs. Misc. | 0 | 0 | 0 | Op. Hrs. Misc. | 0 | 0 | 0 | Op. Hrs. Misc. | 0 | 0 | 0 | Op. Hrs. Misc. | 0 | 0 | 0 | Op. Hrs. Misc. | 0 | 0 | 0 | Op. Hrs. Misc. | 0 | 0 | 0 | Op. Hrs. Misc. | 0 | 0 | 0 | Op. Hrs. Misc. | 0 | 0 | 0
Op. Hrs. Misc. | 0 | 0 | 0 | Op. Hrs. Misc. | 0 | 0 | 0 | Op. Hrs. Misc. | 0 | 0 | 0 | Op. Hrs. Misc. | 0 | 0 | 0 | Op. Hrs. Misc. | 0 | 0 | 0 | Op. Hrs. Misc. | 0 | 0 | 0 | Op. Hrs. Misc. | 0 | 0 | 0 | Op. Hrs. Misc. | 0 | 0 | 0 | Op. Hrs. Misc. | 0 | 0 | 0 | Op. Hrs. Misc. | 0 | 0 | 0 | Op. Hrs. Misc. | 0 | 0 | 0 | Op. Hrs. Misc. | 0 | 0 | 0 | Op. Hrs. Misc. | 0 | 0 | 0 | Op. Hrs. Misc. | 0 | 0 | 0 | Op. Hrs. Misc. | 0 | 0 | 0 | Op. Hrs. Misc. | 0 | 0 | 0 | Op. Hrs. Misc. | 0 | 0 | 0 | Op. Hrs. Misc. | 0 | 0 | 0
Op. Hrs. Misc. | 0 | 0 | 0 | Op. Hrs. Misc. | 0 | 0 | 0 | Op. Hrs. Misc. | 0 | 0 | 0 | Op. Hrs. Misc. | 0 | 0 | 0 | Op. Hrs. Misc. | 0 | 0 | 0 | Op. Hrs. Misc. | 0 | 0 | 0 | Op. Hrs. Misc. | 0 | 0 | 0 | Op. Hrs. Misc. | 0 | 0 | 0 | Op. Hrs. Misc. | 0 | 0 | 0 | Op. Hrs. Misc. | 0 | 0 | 0 | Op. Hrs. Misc. | 0 | 0 | 0 | Op. Hrs. Misc. | 0 | 0 | 0 | Op. Hrs. Misc. | 0 | 0 | 0 | Op. Hrs. Misc. | 0 | 0 | 0 | Op. Hrs. Misc. | 0 | 0 | 0 | Op. Hrs. Misc. | 0 | 0 | 0 | Op. Hrs. Misc. | 0 | 0 | 0 | Op. Hrs. Misc. | 0 | 0 | 0
Op. Hrs. Misc. | 0 | 0 | 0 | Op. Hrs. Misc. | 0 | 0 | 0 | Op. Hrs. Misc. | 0 | 0 | 0 | Op. Hrs. Misc. | 0 | 0 | 0 | Op. Hrs. Misc. | 0 | 0 | 0 | Op. Hrs. Misc. | 0 | 0 | 0 | Op. Hrs. Misc. | 0 | 0 | 0 | Op. Hrs. Misc. | 0 | 0 | 0 | Op. Hrs. Misc. | 0 | 0 | 0 | Op. Hrs. Misc. | 0 | 0 | 0 | Op. Hrs. Misc. | 0 | 0 | 0 | Op. Hrs. Misc. | 0 | 0 | 0 | Op. Hrs. Misc. | 0 | 0 | 0 | Op. Hrs. Misc. | 0 | 0 | 0 | Op. Hrs. Misc. | 0 | 0 | 0 | Op. Hrs. Misc. | 0 | 0 | 0 | Op. Hrs. Misc. | 0 | 0 | 0 | Op. Hrs. Misc. | 0 | 0 | 0
SCR | 0 | 0 | 0 | SCR | 0 | 0 | 0 | SCR | 0 | 0 | 0 | SCR | 0 | 0 | 0 | SCR | 0 | 0 | 0 | SCR | 0 | 0 | 0 | SCR | 0 | 0 | 0 | SCR | 0 | 0 | 0 | SCR | 0 | 0 | 0 | SCR | 0 | 0 | 0 | SCR | 0 | 0 | 0 | SCR | 0 | 0 | 0 | SCR | 0 | 0 | 0 | SCR | 0 | 0 | 0 | SCR | 0 | 0 | 0 | SCR | 0 | 0 | 0 | SCR | 0 | 0 | 0 | SCR | 0 | 0 | 0
Lease Engine Usage Fee | 0 | 0 | 0 | Lease Engine Usage Fee | 0 | 0 | 0 | Lease Engine Usage Fee | 0 | 0 | 0 | Lease Engine Usage Fee | 0 | 0 | 0 | Lease Engine Usage Fee | 0 | 0 | 0 | Lease Engine Usage Fee | 0 | 0 | 0 | Lease Engine Usage Fee | 0 | 0 | 0 | Lease Engine Usage Fee | 0 | 0 | 0 | Lease Engine Usage Fee | 0 | 0 | 0 | Lease Engine Usage Fee | 0 | 0 | 0 | Lease Engine Usage Fee | 0 | 0 | 0 | Op. Hrs. Misc. | 0 | 0 | 0 | Op. Hrs. Misc. | 0 | 0 | 0 | Op. Hrs. Misc. | 0 | 0 | 0 | Op. Hrs. Misc. | 0 | 0 | 0 | Op. Hrs. Misc. | 0 | 0 | 0 | Op. Hrs. Misc. | 0 | 0 | 0 | Op. Hrs. Misc. | 0 | 0 | 0
BOP (ANNUAL) | 0 | 0 | 0 | BOP (ANNUAL) | 0 | 0 | 0 | BOP (ANNUAL) | 0 | 0 | 0 | BOP (ANNUAL) | 0 | 0 | 0 | BOP (ANNUAL) | 0 | 0 | 0 | BOP (ANNUAL) | 0 | 0 | 0 | BOP (ANNUAL) | 0 | 0 | 0 | BOP (ANNUAL) | 0 | 0 | 0 | BOP (ANNUAL) | 0 | 0 | 0 | BOP (ANNUAL) | 0 | 0 | 0 | BOP (ANNUAL) | 0 | 0 | 0 | BOP (ANNUAL) | 0 | 0 | 0 | BOP (ANNUAL) | 0 | 0 | 0 | BOP (ANNUAL) | 0 | 0 | 0 | BOP (ANNUAL) | 0 | 0 | 0 | BOP (ANNUAL) | 0 | 0 | 0 | BOP (ANNUAL) | 0 | 0 | 0 | BOP (ANNUAL) | 0 | 0 | 0
Yr. Hrs. Misc.1 | 0 | 0 | 0 | Yr. Hrs. Misc.1 | 0 | 0 | 0 | Yr. Hrs. Misc.1 | 0 | 0 | 0 | Yr. Hrs. Misc.1 | 0 | 0 | 0 | Yr. Hrs. Misc.1 | 0 | 0 | 0 | Yr. Hrs. Misc.1 | 0 | 0 | 0 | Yr. Hrs. Misc.1 | 0 | 0 | 0 | Yr. Hrs. Misc.1 | 0 | 0 | 0 | Yr. Hrs. Misc.1 | 0 | 0 | 0 | Yr. Hrs. Misc.1 | 0 | 0 | 0 | Yr. Hrs. Misc.1 | 0 | 0 | 0 | Yr. Hrs. Misc.1 | 0 | 0 | 0 | Yr. Hrs. Misc.1 | 0 | 0 | 0 | Yr. Hrs. Misc.1 | 0 | 0 | 0 | Yr. Hrs. Misc.1 | 0 | 0 | 0 | Yr. Hrs. Misc.1 | 0 | 0 | 0 | Yr. Hrs. Misc.1 | 0 | 0 | 0 | Yr. Hrs. Misc.1 | 0 | 0 | 0
Yr. Hrs. Misc.2 | 0 | 0 | 0 | Yr. Hrs. Misc.2 | 0 | 0 | 0 | Yr. Hrs. Misc.2 | 0 | 0 | 0 | Yr. Hrs. Misc.2 | 0 | 0 | 0 | Yr. Hrs. Misc.2 | 0 | 0 | 0 | Yr. Hrs. Misc.2 | 0 | 0 | 0 | Yr. Hrs. Misc.2 | 0 | 0 | 0 | Yr. Hrs. Misc.2 | 0 | 0 | 0 | Yr. Hrs. Misc.2 | 0 | 0 | 0 | Yr. Hrs. Misc.2 | 0 | 0 | 0 | Yr. Hrs. Misc.2 | 0 | 0 | 0 | Yr. Hrs. Misc.2 | 0 | 0 | 0 | Yr. Hrs. Misc.2 | 0 | 0 | 0 | Yr. Hrs. Misc.2 | 0 | 0 | 0 | Yr. Hrs. Misc.2 | 0 | 0 | 0 | Yr. Hrs. Misc.2 | 0 | 0 | 0 | Yr. Hrs. Misc.2 | 0 | 0 | 0 | Yr. Hrs. Misc.2 | 0 | 0 | 0
Yr. Hrs. Misc.3 | 0 | 0 | 0 | Yr. Hrs. Misc.3 | 0 | 0 | 0 | Yr. Hrs. Misc.3 | 0 | 0 | 0 | Yr. Hrs. Misc.3 | 0 | 0 | 0 | Yr. Hrs. Misc.3 | 0 | 0 | 0 | Yr. Hrs. Misc.3 | 0 | 0 | 0 | Yr. Hrs. Misc.3 | 0 | 0 | 0 | Yr. Hrs. Misc.3 | 0 | 0 | 0 | Yr. Hrs. Misc.3 | 0 | 0 | 0 | Yr. Hrs. Misc.3 | 0 | 0 | 0 | Yr. Hrs. Misc.3 | 0 | 0 | 0 | Yr. Hrs. Misc.3 | 0 | 0 | 0 | Yr. Hrs. Misc.3 | 0 | 0 | 0 | Yr. Hrs. Misc.3 | 0 | 0 | 0 | Yr. Hrs. Misc.3 | 0 | 0 | 0 | Yr. Hrs. Misc.3 | 0 | 0 | 0 | Yr. Hrs. Misc.3 | 0 | 0 | 0 | Yr. Hrs. Misc.3 | 0 | 0 | 0
Yr. Hrs. Misc.4 | 0 | 0 | 0 | Yr. Hrs. Misc.4 | 0 | 0 | 0 | Yr. Hrs. Misc.4 | 0 | 0 | 0 | Yr. Hrs. Misc.4 | 0 | 0 | 0 | Yr. Hrs. Misc.4 | 0 | 0 | 0 | Yr. Hrs. Misc.4 | 0 | 0 | 0 | Yr. Hrs. Misc.4 | 0 | 0 | 0 | Yr. Hrs. Misc.4 | 0 | 0 | 0 | Yr. Hrs. Misc.4 | 0 | 0 | 0 | Yr. Hrs. Misc.4 | 0 | 0 | 0 | Yr. Hrs. Misc.4 | 0 | 0 | 0 | Yr. Hrs. Misc.4 | 0 | 0 | 0 | Yr. Hrs. Misc.4 | 0 | 0 | 0 | Yr. Hrs. Misc.4 | 0 | 0 | 0 | Yr. Hrs. Misc.4 | 0 | 0 | 0 | Yr. Hrs. Misc.4 | 0 | 0 | 0 | Yr. Hrs. Misc.4 | 0 | 0 | 0 | Yr. Hrs. Misc.4 | 0 | 0 | 0
Op Hrs. Unesc. 1 | 0 | 0 | 0 | Op Hrs. Unesc. 1 | 0 | 0 | 0 | Op Hrs. Unesc. 1 | 0 | 0 | 0 | Op Hrs. Unesc. 1 | 0 | 0 | 0 | Op Hrs. Unesc. 1 | 0 | 0 | 0 | Op Hrs. Unesc. 1 | 0 | 0 | 0 | Op Hrs. Unesc. 1 | 0 | 0 | 0 | Op Hrs. Unesc. 1 | 0 | 0 | 0 | Op Hrs. Unesc. 1 | 0 | 0 | 0 | Op Hrs. Unesc. 1 | 0 | 0 | 0 | Op Hrs. Unesc. 1 | 0 | 0 | 0 | Op Hrs. Unesc. 1 | 0 | 0 | 0 | Op Hrs. Unesc. 1 | 0 | 0 | 0 | Op Hrs. Unesc. 1 | 0 | 0 | 0 | Op Hrs. Unesc. 1 | 0 | 0 | 0 | Op Hrs. Unesc. 1 | 0 | 0 | 0 | Op Hrs. Unesc. 1 | 0 | 0 | 0 | Op Hrs. Unesc. 1 | 0 | 0 | 0
Op Hrs. Unesc. 2 | 0 | 0 | 0 | Op Hrs. Unesc. 2 | 0 | 0 | 0 | Op Hrs. Unesc. 2 | 0 | 0 | 0 | Op Hrs. Unesc. 2 | 0 | 0 | 0 | Op Hrs. Unesc. 2 | 0 | 0 | 0 | Op Hrs. Unesc. 2 | 0 | 0 | 0 | Op Hrs. Unesc. 2 | 0 | 0 | 0 | Op Hrs. Unesc. 2 | 0 | 0 | 0 | Op Hrs. Unesc. 2 | 0 | 0 | 0 | Op Hrs. Unesc. 2 | 0 | 0 | 0 | Op Hrs. Unesc. 2 | 0 | 0 | 0 | Op Hrs. Unesc. 2 | 0 | 0 | 0 | Op Hrs. Unesc. 2 | 0 | 0 | 0 | Op Hrs. Unesc. 2 | 0 | 0 | 0 | Op Hrs. Unesc. 2 | 0 | 0 | 0 | Op Hrs. Unesc. 2 | 0 | 0 | 0 | Op Hrs. Unesc. 2 | 0 | 0 | 0 | Op Hrs. Unesc. 2 | 0 | 0 | 0
Yr. Hrs. Unesc. 1 | 0 | 0 | 0 | Yr. Hrs. Unesc. 1 | 0 | 0 | 0 | Yr. Hrs. Unesc. 1 | 0 | 0 | 0 | Yr. Hrs. Unesc. 1 | 0 | 0 | 0 | Yr. Hrs. Unesc. 1 | 0 | 0 | 0 | Yr. Hrs. Unesc. 1 | 0 | 0 | 0 | Yr. Hrs. Unesc. 1 | 0 | 0 | 0 | Yr. Hrs. Unesc. 1 | 0 | 0 | 0 | Yr. Hrs. Unesc. 1 | 0 | 0 | 0 | Yr. Hrs. Unesc. 1 | 0 | 0 | 0 | Yr. Hrs. Unesc. 1 | 0 | 0 | 0 | Yr. Hrs. Unesc. 1 | 0 | 0 | 0 | Yr. Hrs. Unesc. 1 | 0 | 0 | 0 | Yr. Hrs. Unesc. 1 | 0 | 0 | 0 | Yr. Hrs. Unesc. 1 | 0 | 0 | 0 | Yr. Hrs. Unesc. 1 | 0 | 0 | 0 | Yr. Hrs. Unesc. 1 | 0 | 0 | 0 | Yr. Hrs. Unesc. 1 | 0 | 0 | 0
Yr. Hrs. Unesc. 2 | 0 | 0 | 0 | Yr. Hrs. Unesc. 2 | 0 | 0 | 0 | Yr. Hrs. Unesc. 2 | 0 | 0 | 0 | Yr. Hrs. Unesc. 2 | 0 | 0 | 0 | Yr. Hrs. Unesc. 2 | 0 | 0 | 0 | Yr. Hrs. Unesc. 2 | 0 | 0 | 0 | Yr. Hrs. Unesc. 2 | 0 | 0 | 0 | Yr. Hrs. Unesc. 2 | 0 | 0 | 0 | Yr. Hrs. Unesc. 2 | 0 | 0 | 0 | Yr. Hrs. Unesc. 2 | 0 | 0 | 0 | Yr. Hrs. Unesc. 2 | 0 | 0 | 0 | Yr. Hrs. Unesc. 2 | 0 | 0 | 0 | Yr. Hrs. Unesc. 2 | 0 | 0 | 0 | Yr. Hrs. Unesc. 2 | 0 | 0 | 0 | Yr. Hrs. Unesc. 2 | 0 | 0 | 0 | Yr. Hrs. Unesc. 2 | 0 | 0 | 0 | Yr. Hrs. Unesc. 2 | 0 | 0 | 0 | Yr. Hrs. Unesc. 2 | 0 | 0 | 0
CI Manhours = 800
SCR | 80000 | 750000 | [57 empty] | HGP Manhours = 2800
MI Manhours = 4800
Steam Turbine | 50000 | 350000