## Sheet1
Document Control No. | Drawing Number | Title | File Path TS/ Documents for Review | I=Intranet L=Library
TSD1003 | 3001-E-00-001 | Legends and General Notes | TC/ BTEC/ ProEnergy (BTEC)/ Electrical | I-L
TSD1004 | 3001-E-01-001 | One line Diagram | TC/ BTEC/ ProEnergy (BTEC)/ Electrical | I-L
TSD1005 | 3001-E-01-002-01 | One line Diagram 115K Relay & Metering | TC/ BTEC/ ProEnergy (BTEC)/ Electrical | I-L
TSD1006 | 3001-E-01-003-01 | One line Diagram 13.8KV Generator Relay Protection | TC/ BTEC/ ProEnergy (BTEC)/ Electrical | I-L
TSD1007 | 3001-E-01-004-01 | One line Diagram 13.8KV & 4160V Motor Control Center | TC/ BTEC/ ProEnergy (BTEC)/ Electrical | I-L
TSD1008 | 3001-E-01-005-01 | One line Diagram 125VC DC Emergency | TC/ BTEC/ ProEnergy (BTEC)/ Electrical | I-L
TSD1009 | 3001-E-01-006-01 | One line Diagram 480V Motor Control Center | TC/ BTEC/ ProEnergy (BTEC)/ Electrical | I-L
TSD1010 | 3001-E-01-006-02 | One line Diagram 480V Motor Control Center | TC/ BTEC/ ProEnergy (BTEC)/ Electrical | I-L
TSD1011 | 3001-E-01-007-01 | One line Diagram Load Bank | TC/ BTEC/ ProEnergy (BTEC)/ Electrical | I-L
TSD1012 | 3001-E-02-001-01 | Equipment Layout Junction Box Locations | TC/ BTEC/ ProEnergy (BTEC)/ Electrical | I-L
TSD1013 | 3001-E-02-002-01 | Layout Hazardous Area Classification | TC/ BTEC/ ProEnergy (BTEC)/ Electrical | I-L
TSD1014 | 3001-E-03-001-01 | Panel Schedules | TC/ BTEC/ ProEnergy (BTEC)/ Electrical | I-L
TSD1015 | 3001-E-07-001-01 | Schematic Diagram Generator 13.8KV Circuit Breaker | TC/ BTEC/ ProEnergy (BTEC)/ Electrical | I-L
TSD1016 | 3001-E-07-002-01 | Schematic Diagram 5KV Main Breaker | TC/ BTEC/ ProEnergy (BTEC)/ Electrical | I-L
TSD1017 | 3001-E-07-003-01 | Schematic Diagram 5KV Main Breaker | TC/ BTEC/ ProEnergy (BTEC)/ Electrical | I-L
TSD1018 | 3001-E-07-004-01 | Schematic Diagram Turbine Starting Motor | TC/ BTEC/ ProEnergy (BTEC)/ Electrical | I-L
TSD1019 | 3001-E-07-005-01 | Schematic Diagram Auxiliary Oil Pump | TC/ BTEC/ ProEnergy (BTEC)/ Electrical | I-L
TSD1020 | 3001-E-07-006-01 | Schematic Diagram Turbine Emergency Lube Oil Pump | TC/ BTEC/ ProEnergy (BTEC)/ Electrical | I-L
TSD1021 | 3001-E-07-007-01 | Schematic Diagram Turbine Emergency Lube Oil Pump | TC/ BTEC/ ProEnergy (BTEC)/ Electrical | I-L
TSD1022 | 3001-E-07-008-01 | Schematic Diagram Turbine Lube Oil Tank Heater 1 | TC/ BTEC/ ProEnergy (BTEC)/ Electrical | I-L
TSD1023 | 3001-E-07-009-01 | Schematic Diagram Turbine Lube Oil Tank Heater 2 | TC/ BTEC/ ProEnergy (BTEC)/ Electrical | I-L
TSD1024a | 9529-300 | Intake System Arrangement | TC/ HK/ GT Intake Sys/ Gen Assem /Intake Sys Arrgmt | I
TSD1024 | 3001-E-07-010-01 | Schematic Diagram Turbine Enclosure Vent Fan 1 | TC/ BTEC/ ProEnergy (BTEC)/ Electrical | I-L
TSD1025a | 9529-300-01 | Shim Plate | TC/ HK/ GT Intake Sys/ Gen Assem /Intake Sys Arrgmt | I
TSD1025 | 3001-E-07-011-01 | Schematic Diagram Turbine Enclosure Vent Fan 2 | TC/ BTEC/ ProEnergy (BTEC)/ Electrical | I-L
TSD1026a | 9529-300-02 | Shim 12 GA Sheet | TC/ HK/ GT Intake Sys/ Gen Assem /Intake Sys Arrgmt | I
TSD1026 | 3001-E-07-012-01 | Schematic Diagram Load Compartment Vent Fan | TC/ BTEC/ ProEnergy (BTEC)/ Electrical | I-L
TSD1027a | 9529-300-03 | Shim 16 GA Sheet | TC/ HK/ GT Intake Sys/ Gen Assem /Intake Sys Arrgmt | I
TSD1027 | 3001-E-07-013-01 | Schematic Diagram Turning Gear Motor | TC/ BTEC/ ProEnergy (BTEC)/ Electrical | I-L
TSD1028a | 9529-300-04 | Shim Plate | TC/ HK/ GT Intake Sys/ Gen Assem /Intake Sys Arrgmt | I
TSD1028 | 3001-E-07-014-01 | Schematic Diagram Exciter Supply Vent Fan | TC/ BTEC/ ProEnergy (BTEC)/ Electrical | I-L
TSD1029a | 9529-300-05 | Shim 12 GA Sheet | TC/ HK/ GT Intake Sys/ Gen Assem /Intake Sys Arrgmt | I
TSD1029 | 3001-E-07-015-01 | Schematic Diagram Exciter Compartment Vent Fan | TC/ BTEC/ ProEnergy (BTEC)/ Electrical | I-L
TSD1030a | 9529-300-06 | Shim 16 GA Sheet | TC/ HK/ GT Intake Sys/ Gen Assem /Intake Sys Arrgmt | I
TSD1030 | 3001-E-07-016-01 | Schematic Diagram Accessory Module Vent Fan | TC/ BTEC/ ProEnergy (BTEC)/ Electrical | I-L
TSD1031 | 3001-E-07-017-01 | Schematic Diagram Generator Lube Oil Tank Vent Fan | TC/ BTEC/ ProEnergy (BTEC)/ Electrical | I-L
TSD1032 | 3001-E-07-019-01 | Schematic Diagram Generator Aux AC Lube/Seal Oil Pump 2 | TC/ BTEC/ ProEnergy (BTEC)/ Electrical | I-L
TSD1033 | 3001-E-07-020-01 | Schematic Diagram Generator Emergency Lube Oil Pump | TC/ BTEC/ ProEnergy (BTEC)/ Electrical | I-L
TSD1034 | 3001-E-07-021-01 | Schematic Diagram Generator Turbine Lube Oil Air Separator | TC/ BTEC/ ProEnergy (BTEC)/ Electrical | I-L
TSD1035 | 3001-E-07-022-01 | Schematic Diagram Generator Turb Lube Oil Air Sep Cooling Fan A | TC/ BTEC/ ProEnergy (BTEC)/ Electrical | I-L
TSD1036 | 3001-E-07-023-01 | Schematic Diagram Generator Turb Lube Oil Air Sep Cooling Fan B | TC/ BTEC/ ProEnergy (BTEC)/ Electrical | I-L
TSD1037 | 3001-E-07-024-01 | Schematic Diagram Generator Lube Oil Heater | TC/ BTEC/ ProEnergy (BTEC)/ Electrical | I-L
TSD1038 | 3001-E-07-036-01 | Wiring Diagram - HOA Switch Position Alarm | TC/ BTEC/ ProEnergy (BTEC)/ Electrical | I-L
TSD1039 | 3001-E-10-001-01 | Assembly Diagram Turbine Junction Box JB-1 | TC/ BTEC/ ProEnergy (BTEC)/ Electrical | I-L
TSD1040 | 3001-E-10-001-02 | Wiring Diagram Turbine Junction Box JB-1 | TC/ BTEC/ ProEnergy (BTEC)/ Electrical | I-L
TSD1041 | 3001-E-10-001-03 | Wiring Diagram Turbine Junction Box JB-1 | TC/ BTEC/ ProEnergy (BTEC)/ Electrical | I-L
TSD1042 | 3001-E-10-001-04 | Wiring Diagram Turbine Junction Box JB-1 | TC/ BTEC/ ProEnergy (BTEC)/ Electrical | I-L
TSD1043 | 3001-E-10-002-01 | Assembly Diagram Turbine Junction Box JB-2 | TC/ BTEC/ ProEnergy (BTEC)/ Electrical | I-L
TSD1044 | 3001-E-10-002-02 | Wiring Diagram Turbine Junction Box JB-2 | TC/ BTEC/ ProEnergy (BTEC)/ Electrical | I-L
TSD1045 | 3001-E-10-002-03 | Wiring Diagram Turbine Junction Box JB-2 | TC/ BTEC/ ProEnergy (BTEC)/ Electrical | I-L
TSD1046 | 3001-E-10-003-01 | Assembly Diagram Turbine Junction Box JB-3 | TC/ BTEC/ ProEnergy (BTEC)/ Electrical | I-L
TSD1047 | 3001-E-10-003-02 | Assembly Diagram Turbine Junction Box JB-3 | TC/ BTEC/ ProEnergy (BTEC)/ Electrical | I-L
TSD1048 | 3001-E-10-003-03 | Wiring Diagram Turbine Junction Box JB-3 | TC/ BTEC/ ProEnergy (BTEC)/ Electrical | I-L
TSD1049 | 3001-E-10-003-04 | Wiring Diagram Turbine Junction Box JB-3 | TC/ BTEC/ ProEnergy (BTEC)/ Electrical | I-L
TSD1050 | 3001-E-10-003-05 | Wiring Diagram Turbine Junction Box JB-3 | TC/ BTEC/ ProEnergy (BTEC)/ Electrical | I-L
TSD1051 | 3001-E-10-003-06 | Wiring Diagram Turbine Junction Box JB-3 | TC/ BTEC/ ProEnergy (BTEC)/ Electrical | I-L
TSD1052 | 3001-E-10-003-07 | Wiring Diagram Turbine Junction Box JB-3 | TC/ BTEC/ ProEnergy (BTEC)/ Electrical | I-L
TSD1053 | 3001-E-10-003-08 | Wiring Diagram Turbine Junction Box JB-3 | TC/ BTEC/ ProEnergy (BTEC)/ Electrical | I-L
TSD1054 | 3001-E-10-003-09 | Wiring Diagram Turbine Junction Box JB-3 | TC/ BTEC/ ProEnergy (BTEC)/ Electrical | I-L
TSD1055 | 3001-E-10-005-01 | Assembly Diagram Turbine Junction Box JB-5 | TC/ BTEC/ ProEnergy (BTEC)/ Electrical | I-L
TSD1056 | 3001-E-10-006-01 | Assembly Diagram Turbine Junction Box JB-5 | TC/ BTEC/ ProEnergy (BTEC)/ Electrical | I-L
TSD1057 | 3001-E-10-006-02 | Wiring Diagram Turbine Junction Box JB-6 | TC/ BTEC/ ProEnergy (BTEC)/ Electrical | I-L
TSD1058a | 9529-DL-051 | Support Steel Installation | TC/ Higgott-Kane/ Bill of Materials | I
TSD1058 | 3001-E-10-006-03 | Wiring Diagram Turbine Junction Box JB-6 | TC/ BTEC/ ProEnergy (BTEC)/ Electrical | I-L
TSD1059a | 9529-DL-052 | Filter House Support Steel | TC/ Higgott-Kane/ Bill of Materials | I
TSD1059 | 3001-E-10-006-04 | Wiring Diagram Turbine Junction Box JB-6 | TC/ BTEC/ ProEnergy (BTEC)/ Electrical | I-L
TSD1060a | 9529-DL-053 | Intake System Installation | TC/ Higgott-Kane/ Bill of Materials | I
TSD1060 | 3001-E-10-007-01 | Assembly Diagram Turbine Junction Box JB-7 | TC/ BTEC/ ProEnergy (BTEC)/ Electrical | I-L
TSD1061 | 3001-E-10-007-02 | Wiring Diagram Turbine Junction Box JB-7 | TC/ BTEC/ ProEnergy (BTEC)/ Electrical | I-L
TSD1062 | 3001-E-10-007-03 | Wiring Diagram Turbine Junction Box JB-7 | TC/ BTEC/ ProEnergy (BTEC)/ Electrical | I-L
TSD1063 | 3001-E-10-008-01 | Wiring Diagram Turbine Junction Box JB-7 | TC/ BTEC/ ProEnergy (BTEC)/ Electrical | I-L
TSD1064 | 3001-E-10-008-02 | Wiring Diagram Turbine Junction Box JB-8 | TC/ BTEC/ ProEnergy (BTEC)/ Electrical | I-L
TSD1065 | 3001-E-10-008-03 | Wiring Diagram Turbine Junction Box JB-8 | TC/ BTEC/ ProEnergy (BTEC)/ Electrical | I-L
TSD1066 | 3001-E-10-009-01 | Assembly Diagram Turbine Junction Box JB-9 | TC/ BTEC/ ProEnergy (BTEC)/ Electrical | I-L
TSD1067 | 3001-E-10-009-02 | Wiring Diagram Turbine Junction Box JB-9 | TC/ BTEC/ ProEnergy (BTEC)/ Electrical | I-L
TSD1068 | 3001-E-10-010-01 | Assembly Diagram Turbine Junction Box JB-10 | TC/ BTEC/ ProEnergy (BTEC)/ Electrical | I-L
TSD1069 | 3001-E-10-010-02 | Wiring Diagram Turbine Junction Box JB-10 | TC/ BTEC/ ProEnergy (BTEC)/ Electrical | I-L
TSD1070 | 3001-E-10-011-01 | Assembly Diagram Turbine Junction Box JB-11 | TC/ BTEC/ ProEnergy (BTEC)/ Electrical | I-L
TSD1071 | 3001-E-10-011-02 | Wiring Diagram Turbine Junction Box JB-11 | TC/ BTEC/ ProEnergy (BTEC)/ Electrical | I-L
TSD1072 | 3001-E-10-012-01 | Assembly Diagram Turbine Junction Box JB-12 | TC/ BTEC/ ProEnergy (BTEC)/ Electrical | I-L
TSD1073 | 3001-E-10-012-03 | Wiring Diagram Turbine Junction Box JB-12 | TC/ BTEC/ ProEnergy (BTEC)/ Electrical | I-L
TSD1074 | 3001-E-10-012-04 | Wiring Diagram Turbine Junction Box JB-12 | TC/ BTEC/ ProEnergy (BTEC)/ Electrical | I-L
TSD1075 | 3001-E-10-013-01 | Assembly Diagram Turbine Junction Box JB-13 | TC/ BTEC/ ProEnergy (BTEC)/ Electrical | I-L
TSD1076 | 3001-E-10-013-02 | Wiring Diagram Turbine Junction Box JB-13 | TC/ BTEC/ ProEnergy (BTEC)/ Electrical | I-L
TSD1077 | 3001-E-10-013-03 | Wiring Diagram Turbine Junction Box JB-13 | TC/ BTEC/ ProEnergy (BTEC)/ Electrical | I-L
TSD1078 | 3001-E-10-013-04 | Wiring Diagram Turbine Junction Box JB-13 | TC/ BTEC/ ProEnergy (BTEC)/ Electrical | I-L
TSD1079 | 3001-E-10-013-05 | Wiring Diagram Turbine Junction Box JB-13 | TC/ BTEC/ ProEnergy (BTEC)/ Electrical | I-L
TSD1080a | 3001-E-10-014-01 | Assembly Diagram Turbine Junction Box JB-14 | TC/ BTEC/ ProEnergy (BTEC)/ Electrical | I-L
TSD1080b | 3001-E-10-014-02 | Wiring Diagram Turbine Junction Box JB-14 | TC/ BTEC/ ProEnergy (BTEC)/ Electrical | I-L
TSD1081 | 3001-E-10-015-01 | Assembly Diagram Turbine Junction Box JB-15 | TC/ BTEC/ ProEnergy (BTEC)/ Electrical | I-L
TSD1082 | 3001-E-10-015-02 | Wiring Diagram Turbine Junction Box JB-15 | TC/ BTEC/ ProEnergy (BTEC)/ Electrical | I-L
TSD1083 | 3001-E-10-015-03 | Wiring Diagram Turbine Junction Box JB-15 | TC/ BTEC/ ProEnergy (BTEC)/ Electrical | I-L
TSD1084 | 3001-E-10-015-04 | Wiring Diagram Turbine Junction Box JB-15 | TC/ BTEC/ ProEnergy (BTEC)/ Electrical | I-L
TSD1085 | 3001-E-10-016-01 | Assembly Diagram Turbine Junction Box JB-16 | TC/ BTEC/ ProEnergy (BTEC)/ Electrical | I-L
TSD1086 | 3001-E-10-021-01 | Assembly Diagram Turbine Junction Box JB-21 | TC/ BTEC/ ProEnergy (BTEC)/ Electrical | I-L
TSD1087 | 3001-E-10-021-02 | Wiring Diagram Turbine Junction Box JB-21 | TC/ BTEC/ ProEnergy (BTEC)/ Electrical | I-L
TSD1088 | 3001-E-10-022-01 | Assembly Diagram Turbine Junction Box JB-22 | TC/ BTEC/ ProEnergy (BTEC)/ Electrical | I-L
TSD1089 | 3001-E-10-022-02 | Wiring Diagram Turbine Junction Box JB-22 | TC/ BTEC/ ProEnergy (BTEC)/ Electrical | I-L
TSD1090 | 3001-E-10-022-03 | Wiring Diagram Turbine Junction Box JB-22 | TC/ BTEC/ ProEnergy (BTEC)/ Electrical | I-L
TSD1091 | 3001-E-10-022-04 | Wiring Diagram Turbine Junction Box JB-22 (Blank) | TC/ BTEC/ ProEnergy (BTEC)/ Electrical | I-L
TSD1092 | 3001-E-10-023-01 | Assembly Diagram Turbine Junction Box JB-23 | TC/ BTEC/ ProEnergy (BTEC)/ Electrical | I-L
TSD1093 | 3001-E-10-023-02 | Wiring Diagram Turbine Junction Box JB-23 | TC/ BTEC/ ProEnergy (BTEC)/ Electrical | I-L
TSD1094 | E69 | Misc Steel Details - Sheet 1 - Unit 2 | TC/ Lon C Hill/ Electrical Drawings | I-L
TSD1095 | 301-E-T1-001-01 | One Line Diagram Turbine MCC-1 Test Setup | TC/ BTEC/ ProEnergy (BTEC)/ Electrical | I-L
TSD1096 | E70 | Misc Steel Details - Sheet 2 - Unit 2 | TC/ Lon C Hill/ Electrical Drawings | I-L
TSD1097 | 301-E-T1-001-02 | Panel Schedule & Elevation Panel LP102 & MCC-1 Test Setup | TC/ BTEC/ ProEnergy (BTEC)/ Electrical | I-L
TSD1098 | E71 | Cable Routing - Power Control - Unit 2 | TC/ Lon C Hill/ Electrical Drawings | I-L
TSD1099 | 301-E-T1-002-01 | 125V DC Power Distribution 125V DC Power Panel Test Setup | TC/ BTEC/ ProEnergy (BTEC)/ Electrical | I-L
TSD1100
TSD1101 | 301-E-T2-001-01 | Equipment Layout Test Setup Junction Box Locations | TC/ BTEC/ ProEnergy (BTEC)/ Electrical | I-L
TSD1102 | 301-E-T2-002-01 | Equipment Layout Test Setup Hazardous Area Classification | TC/ BTEC/ ProEnergy (BTEC)/ Electrical | I-L
TSD1103 | 301-E-T7-001-01 | MCC Test Setup 480V AC Conn Diag MOT-VAS01 Turb Comp Vent Fan | TC/ BTEC/ ProEnergy (BTEC)/ Electrical | I-L
TSD1104 | 301-E-T7-001-02 | MCC Test Setup 480V AC Diag MOT-VAS05 Exciter Cooling Fan | TC/ BTEC/ ProEnergy (BTEC)/ Electrical | I-L
TSD1105 | 301-E-T7-001-03 | MCC Test Setup 480V AC Diag MOT-VAS21 Exciter Comp Vent Fan | TC/ BTEC/ ProEnergy (BTEC)/ Electrical | I-L
TSD1106 | 301-E-T7-001-04 | MCC Test Setup 480V AC Diag MOT-VAS05 Accessory Comp Vent Fan | TC/ BTEC/ ProEnergy (BTEC)/ Electrical | I-L
TSD1107 | 301-E-T7-001-05 | MCC Test Setup 480V AC Diag MOT-GLS18 Gen Lube Oil Pump Prim | TC/ BTEC/ ProEnergy (BTEC)/ Electrical | I-L
TSD1108 | 301-E-T7-001-06 | MCC Test Setup 480V AC Diag MOT-GLS19 Gen Lube Oil Pump Sec | TC/ BTEC/ ProEnergy (BTEC)/ Electrical | I-L
TSD1109 | 301-E-T7-001-07 | MCC Test Setup 480V AC Diag MOT-VAS02 Turbine Comp Vent Fan | TC/ BTEC/ ProEnergy (BTEC)/ Electrical | I-L
TSD1110 | 301-E-T7-001-08 | MCC Test Setup 480V AC Conn Diag MOT-88TG Turning Gear | TC/ BTEC/ ProEnergy (BTEC)/ Electrical | I-L
TSD1111 | 301-E-T7-001-09 | MCC Test Setup 480V AC Diag HE-GLS26 Gen IO Tank Immers Htr | TC/ BTEC/ ProEnergy (BTEC)/ Electrical | I-L
TSD1112 | 301-E-T7-001-10 | MCC Test Setup 480V AC Diag MOT-GLS21Gen IO Tank Vac Blower | TC/ BTEC/ ProEnergy (BTEC)/ Electrical | I-L
TSD1113 | 301-E-T7-001-11 | MCC Test Setup 480V AC Diag MOT-TLS18 Turb IO Sep Vent Fan | TC/ BTEC/ ProEnergy (BTEC)/ Electrical | I-L
TSD1114 | 301-E-T7-001-12 | MCC Test Setup 480V AC Diag MOT-TLS24A Turb IO Demist Fan | TC/ BTEC/ ProEnergy (BTEC)/ Electrical | I-L
TSD1115 | 301-E-T7-001-13 | MCC Test Setup 480V AC Diag MOT-TLS24B Turb IO Demist Fan | TC/ BTEC/ ProEnergy (BTEC)/ Electrical | I-L
TSD1116 | 301-E-T7-001-14 | MCC Test Setup 480V AC Diag MOT-88HQ Aux Hydrau Supply Pump | TC/ BTEC/ ProEnergy (BTEC)/ Electrical | I-L
TSD1117 | 301-E-T7-001-15 | MCC Test Setup 480V AC Diag MOT-VAS03 Load Comp Vent Fan | TC/ BTEC/ ProEnergy (BTEC)/ Electrical | I-L
TSD1118 | 301-E-T7-001-16 | MCC Test Setup 480V AC Diag HE-TLS06 Turb LO Tank Imm Htr | TC/ BTEC/ ProEnergy (BTEC)/ Electrical | I-L
TSD1119 | 301-E-T7-001-17 | MCC Test Setup 480V AC Diag HE-TLS07 Turb LO Tank Imm Htr | TC/ BTEC/ ProEnergy (BTEC)/ Electrical | I-L
TSD1120 | 301-E-T7-001-18 | MCC Test Setup 480V AC Conn Diag MOT-88QC Turb Cool Down LO Pmp | TC/ BTEC/ ProEnergy (BTEC)/ Electrical | I-L
TSD1121 | 301-E-T7-002-01 | Interconnection Diagram Test Setup Turbine Junction Box JB-1 | TC/ BTEC/ ProEnergy (BTEC)/ Electrical | I-L
TSD1122 | 301-E-T7-002-02 | Interconnection Diagram Test Setup Turbine Junction Box JB-1 | TC/ BTEC/ ProEnergy (BTEC)/ Electrical | I-L
TSD1123 | 301-E-T7-002-03 | Interconnection Diagram Test Setup Turbine Junction Box JB-2 | TC/ BTEC/ ProEnergy (BTEC)/ Electrical | I-L
TSD1124 | 301-E-T7-002-04 | Interconnection Diagram Test Setup Turbine Junction Box JB-2 | TC/ BTEC/ ProEnergy (BTEC)/ Electrical | I-L
TSD1125 | 301-E-T7-002-05 | Interconnection Diagram Test Setup Turbine Junction Box JB-3 | TC/ BTEC/ ProEnergy (BTEC)/ Electrical | I-L
TSD1126 | 301-E-T7-002-06 | Interconnection Diagram Test Setup Turbine Junction Box JB-3 | TC/ BTEC/ ProEnergy (BTEC)/ Electrical | I-L
TSD1127 | 301-E-T7-002-07 | Interconnection Diagram Test Setup Turbine Junction Box JB-3 | TC/ BTEC/ ProEnergy (BTEC)/ Electrical | I-L
TSD1128 | 301-E-T7-002-08 | Interconnection Diagram Turbine Junction Box JB-3 | TC/ BTEC/ ProEnergy (BTEC)/ Electrical | I-L
TSD1129 | 301-E-T7-002-09 | Interconnection Diagram Turbine Junction Box JB-3 | TC/ BTEC/ ProEnergy (BTEC)/ Electrical | I-L
TSD1130 | 301-E-T7-002-10 | Interconnection Diagram Turbine Junction Box JB-6 | TC/ BTEC/ ProEnergy (BTEC)/ Electrical | I-L
TSD1131 | 301-E-T7-002-11 | Interconnection Diagram Turbine Junction Box JB-6 | TC/ BTEC/ ProEnergy (BTEC)/ Electrical | I-L
TSD1132 | 301-E-T7-002-12 | Interconnection Diagram Turbine Junction Box JB-6 | TC/ BTEC/ ProEnergy (BTEC)/ Electrical | I-L
TSD1133 | 301-E-T7-002-13 | Interconnection Diagram Test Setup Turbine Junction Box JB-3 | TC/ BTEC/ ProEnergy (BTEC)/ Electrical | I-L
TSD1134 | 301-E-T7-002-14 | Interconnection Diagram Test Setup Turbine Junction Box JB-3 | TC/ BTEC/ ProEnergy (BTEC)/ Electrical | I-L
TSD1135 | 301-E-T7-002-15 | Interconnection Diagram Turbine Junction Box JB-13 | TC/ BTEC/ ProEnergy (BTEC)/ Electrical | I-L
TSD1136 | 301-E-T7-002-16 | Interconnection Diagram Turbine Junction Box JB-13 | TC/ BTEC/ ProEnergy (BTEC)/ Electrical | I-L
TSD1137 | 301-E-T7-002-17 | Interconnection Diagram Turbine Junction Box JB-13 | TC/ BTEC/ ProEnergy (BTEC)/ Electrical | I-L
TSD1138 | 301-E-T7-002-18 | Interconnection Diagram Turbine Junction Box JB-13 | TC/ BTEC/ ProEnergy (BTEC)/ Electrical | I-L
TSD1139 | 301-E-T7-002-19 | Interconnection Diagram Turbine Junction Box JB-15 | TC/ BTEC/ ProEnergy (BTEC)/ Electrical | I-L
TSD1140 | 301-E-T7-002-20 | Interconnection Diagram Turbine Junction Box JB-15 | TC/ BTEC/ ProEnergy (BTEC)/ Electrical | I-L
TSD1141 | 301-E-T7-002-21 | Interconnection Diagram Turbine Junction Box JB-15 | TC/ BTEC/ ProEnergy (BTEC)/ Electrical | I-L
TSD1142 | 301-E-T7-002-22 | Interconnection Diagram Turbine Junction Box JB-21 | TC/ BTEC/ ProEnergy (BTEC)/ Electrical | I-L
TSD1143 | 301-E-T7-002-23 | Interconnection Diagram Turbine Junction Box JB-22 | TC/ BTEC/ ProEnergy (BTEC)/ Electrical | I-L
TSD1144 | 301-E-T7-002-24 | Interconnection Diagram Turbine Junction Box JB-22 | TC/ BTEC/ ProEnergy (BTEC)/ Electrical | I-L
TSD1145 | 301-E-T7-003-01 | Interconnection Diagram TCS Cabinet | TC/ BTEC/ ProEnergy (BTEC)/ Electrical | I-L
TSD1146 | 198540-D1 | Low Pressure CO2 Fire Extinguisher | TC/ Manufacturer's Lit/ Fire Protection System | I
TSD1147 | 301-E-T7-003-02 | Interconnection Diagram TCS Cabinet | TC/ BTEC/ ProEnergy (BTEC)/ Electrical | I-L
TSD1148
TSD1149 | 301-E-T7-003-03 | Interconnection Diagram TCS Cabinet | TC/ BTEC/ ProEnergy (BTEC)/ Electrical | I-L
TSD1150 | E64 | Indoor Duct Runs - Plan & Sections - 2300V - Unit 2 | TC/ Lon C Hill/ Electrical Drawings | I-L
TSD1151 | 301-E-T7-003-04 | Interconnection Diagram TCS Cabinet | TC/ BTEC/ ProEnergy (BTEC)/ Electrical | I-L
TSD1152 | 301-E-T7-003-05 | Interconnection Diagram TCS Cabinet | TC/ BTEC/ ProEnergy (BTEC)/ Electrical | I-L
TSD1153 | 301-E-T7-003-06 | Interconnection Diagram TCS Cabinet | TC/ BTEC/ ProEnergy (BTEC)/ Electrical | I-L
TSD1154 | 301-E-T7-003-07 | Interconnection Diagram TCS Cabinet | TC/ BTEC/ ProEnergy (BTEC)/ Electrical | I-L
TSD1155 | 301-E-T7-003-08 | Interconnection Diagram TCS Cabinet | TC/ BTEC/ ProEnergy (BTEC)/ Electrical | I-L
TSD1156 | E65 | Conduit & Electrical Equip- Boiler Ignition - Unit 2 | TC/ Lon C Hill/ Electrical Drawings | I-L
TSD1157 | 301-E-T7-003-09 | Interconnection Diagram TCS Cabinet | TC/ BTEC/ ProEnergy (BTEC)/ Electrical | I-L
TSD1158 | 301-E-T7-003-10 | Interconnection Diagram TCS Cabinet | TC/ BTEC/ ProEnergy (BTEC)/ Electrical | I-L
TSD1159 | E66 | Conduit & Electr Equip- Misc Plans & Details- Sh 1-Unit 2 | TC/ Lon C Hill/ Electrical Drawings | I-L
TSD1160 | 301-E-T7-003-11 | Interconnection Diagram TCS Cabinet | TC/ BTEC/ ProEnergy (BTEC)/ Electrical | I-L
TSD1161 | E67 | Conduit & Electr Equip- Misc Plans & Details- Sh 2-Unit 2 | TC/ Lon C Hill/ Electrical Drawings | I-L
TSD1162 | 301-E-T7-003-12 | Interconnection Diagram TCS Cabinet | TC/ BTEC/ ProEnergy (BTEC)/ Electrical | I-L
TSD1163 | E68 | Cooling Tower Substation - Plan & Sections - Unit 2 | TC/ Lon C Hill/ Electrical Drawings | I-L
TSD1164 | 301-E-T7-004-01 | Interconnection Diagram Generator Aux Cabinet | TC/ BTEC/ ProEnergy (BTEC)/ Electrical | I-L
TSD1165 | 301-E-T7-004-02 | Interconnection Diagram Generator Aux Cabinet | TC/ BTEC/ ProEnergy (BTEC)/ Electrical | I-L
TSD1166 | 301-E-T7-004-03 | Interconnection Diagram Generator Aux Cabinet | TC/ BTEC/ ProEnergy (BTEC)/ Electrical | I-L
TSD1167 | 301-E-T7-004-04 | Interconnection Diagram Generator Aux Cabinet | TC/ BTEC/ ProEnergy (BTEC)/ Electrical | I-L
TSD1168 | 301-E-T7-004-05 | Interconnection Diagram Generator Aux Cabinet | TC/ BTEC/ ProEnergy (BTEC)/ Electrical | I-L
TSD1169 | 301-E-T7-004-06 | Interconnection Diagram Generator Aux Cabinet | TC/ BTEC/ ProEnergy (BTEC)/ Electrical | I-L
TSD1170 | 3001-E-07-018-01 | Schematic Diagram Generator Aux AC Lube/Seal Oil Pump 1 | TC/ BTEC/ ProEnergy (BTEC)/ Electrical | I-L
TSD1171 | 3001-E-10-005-02 | Wiring Diagram Turbine Junction Box JB-5 | TC/ BTEC/ ProEnergy (BTEC)/ Electrical | I-L
TSD1172 | 3001-E-10-012-02 | Wiring Diagram Turbine Junction Box JB-12 | TC/ BTEC/ ProEnergy (BTEC)/ Electrical | I-L
TSD1173 | 301-E-T7-004-07 | Interconnection Diagram Generator Aux Cabinet | TC/ BTEC/ ProEnergy (BTEC)/ Electrical | I-L
TSD1174 | 301-E-T7-005-01 | MCC Test Setup 5KV Conn Diag MOT-88CR Turbine Starting Means | TC/ BTEC/ ProEnergy (BTEC)/ Electrical | I-L
TSD1175 | 301-E-T7-006-01 | MCC Test Setup 125V DC Diag MOT-88QE Turb Emerg Lube Oil Pmp | TC/ BTEC/ ProEnergy (BTEC)/ Electrical | I-L
TSD1176 | 301-E-T7-006-02 | MCC Test Setup 125V DC Diag MOT-88QE Turb Emerg Lube Oil Pmp | TC/ BTEC/ ProEnergy (BTEC)/ Electrical | I-L
TSD1177
TSD1178
TSD1179
TSD1180a | 1T-1202-1 | Siemens Type GM Indoor Switchgear 5KV MCC-One Line Diagram | TC/ BTEC/ Controls | I-L
TSD1180b | 1T-1202-2 | Siemens Type GM Indoor Swgr 5KV MCC-Structural Detail Front | TC/ BTEC/ Controls | I-L
TSD1180c | 1T-1202-3 | Siemens Type GM Indoor Swgr 5KV MCC-Structural Detail Floor | TC/ BTEC/ Controls | I-L
TSD1180d | 1T-12024 | Siemens Type GM Indoor Swgr 5KV MCC-Sect 1 1200amp Main Brkr Wiring | TC/ BTEC/ Controls | I-L
TSD1180e | 1T-12025 | Siemens Type GM Indoor Swgr 5KV MCC-Motor Starter 1000hp Wiring | TC/ BTEC/ Controls | I-L
TSD1180f | 1T-12026 | Siemens Type GM Indoor Swgr 5KV MCC-Motor Starter 600hp Wiring | TC/ BTEC/ Controls | I-L
TSD1180g | 1T-12027 | Siemens Type GM Indoor Swgr 5KV MCC-Three Line Diag Sections 1 to 5 | TC/ BTEC/ Controls | I-L
TSD1180h | 1T-12028 | Siemens Type GM Indoor Swgr 5KV MCC-1200amp Main Brkr Point to Point Cell 1B | TC/ BTEC/ Controls | I-L
TSD1180i | 1T-12029 | Siemens Type GM Indoor Swgr 5KV MCC-1200amp Main Brkr Point to Point Cell 1A | TC/ BTEC/ Controls | I-L
TSD1181a | 2309-4913 | Hermetic Centrifugal Liquid Chiller | TC/ BTEC/ Controls | I-L
TSD1181b | 2309-4914 | Hermetic Centrifugal Liquid Chiller | TC/ BTEC/ Controls | I-L
TSD1181c | 2309-4915 | Hermetic Centrifugal Liquid Chiller | TC/ BTEC/ Controls | I-L
TSD1181d | 2309-4916 | Hermetic Centrifugal Liquid Chiller | TC/ BTEC/ Controls | I-L
TSD1182 | 2309-4936 | Hermetic Centrifugal Liquid Chiller - Connection Diagram | TC/ BTEC/ Controls | I-L
TSD1183
TSD1184
TSD1185
TSD1186
TSD1187
TSD1188
TSD1189
TSD1190
TSD1492 | HK-410-0002-01 | Collar 12 GA Sheet Rolled | TC/ Higgott-Kane/ HK Standard Drawings
TSD1493 | HK-410-0002-03 | End Cap 12 GA Sheet | TC/ Higgott-Kane/ HK Standard Drawings
TSD1494 | HK-410-0002-06 | Blind Flange 3/8" Plate | TC/ Higgott-Kane/ HK Standard Drawings
TSD1495 | HK-410-0002 | Plug Weldment | TC/ Higgott-Kane/ HK Standard Drawings
TSD1496 | HK-410-0010 | Plug Arrangement Assembly | TC/ Higgott-Kane/ HK Standard Drawings
TSD1497 | HK-420-0003-03 | Gusset 12 GA Gusset | TC/ Higgott-Kane/ HK Standard Drawings
TSD1498 | HK-420-0004 | EPA Port Liner 6" Port / 6" Liner | TC/ Higgott-Kane/ HK Standard Drawings
TSD1499 | QDD-400-0250-01 | Pack Support Installation Details | TC/ Higgott-Kane/ HK Standard Drawings
TSD1500 | QDD-400-0310-00 | Typical Liner Mounting Detail | TC/ Higgott-Kane/ HK Standard Drawings
TSD1501 | QDD-400-0310-01 | Typical Corner Assembly | TC/ Higgott-Kane/ HK Standard Drawings
TSD1502 | QDD-400-0310-02 | Insulation Installation for 6" Thick Liner | TC/ Higgott-Kane/ HK Standard Drawings
TSD1503 | QDD-400-0310-04 | Typical at Horizontal Split Flange | TC/ Higgott-Kane/ HK Standard Drawings
TSD1505 | 9529-30301-01 | Casing Formed Plate | TC/ HK/ GT Intake Sys/ Vert Tran Assem/ Vert Trans Weldment | I
TSD1506 | 9529-30301-02 | Casing Formed Plate | TC/ HK/ GT Intake Sys/ Vert Tran Assem/ Vert Trans Weldment | I
TSD1507 | 9529-30301-03 | Casing Plate | TC/ HK/ GT Intake Sys/ Vert Tran Assem/ Vert Trans Weldment | I
TSD1508 | 9529-30301-04 | Flange C8 X 13.75 | TC/ HK/ GT Intake Sys/ Vert Tran Assem/ Vert Trans Weldment | I
TSD1509 | 9529-30301-05 | Flange C8 X 13.75 | TC/ HK/ GT Intake Sys/ Vert Tran Assem/ Vert Trans Weldment | I
TSD1510 | 9529-30301-06 | Flange C8 X 13.75 | TC/ HK/ GT Intake Sys/ Vert Tran Assem/ Vert Trans Weldment | I
TSD1511 | 9529-30301-08 | Flange Formed Plate | TC/ HK/ GT Intake Sys/ Vert Tran Assem/ Vert Trans Weldment | I
TSD1512 | 9529-30301-09 | Stiffener Plate | TC/ HK/ GT Intake Sys/ Vert Tran Assem/ Vert Trans Weldment | I
TSD1513 | 9529-30301-11 | Stiffener Plate | TC/ HK/ GT Intake Sys/ Vert Tran Assem/ Vert Trans Weldment | I
TSD1514 | 9529-30301-12 | Stiffener Plate | TC/ HK/ GT Intake Sys/ Vert Tran Assem/ Vert Trans Weldment | I
TSD1515 | 9529-30301-13 | Stiffener Plate | TC/ HK/ GT Intake Sys/ Vert Tran Assem/ Vert Trans Weldment | I
TSD1516 | 9529-30301-16 | Pipe 2" X SCH 40 | TC/ HK/ GT Intake Sys/ Vert Tran Assem/ Vert Trans Weldment | I
TSD1517 | 9529-30301-19 | Pipe 1!2" SCH 40 | TC/ HK/ GT Intake Sys/ Vert Tran Assem/ Vert Trans Weldment | I
TSD1518 | 9529-30301-20 | Pipe 1!2" SCH 40 | TC/ HK/ GT Intake Sys/ Vert Tran Assem/ Vert Trans Weldment | I
TSD1519 | 9529-30301-21 | Lift Lug Plate | TC/ HK/ GT Intake Sys/ Vert Tran Assem/ Vert Trans Weldment | I
TSD1520 | 9529-30301 | Vertical Transition Weldment | TC/ HK/ GT Intake Sys/ Vert Tran Assem/ Vert Trans Weldment | I
TSD1521 | 9529-30401-01 | Casing Plate | TC/ HK/ GT Intake System/ Elbow Assem/ Elbow Casing Weld | I
TSD1522 | 9529-30401-02 | Casing Formed Plate | TC/ HK/ GT Intake System/ Elbow Assem/ Elbow Casing Weld | I
TSD1523 | 9529-30401-03 | Casing Formed Plate | TC/ HK/ GT Intake System/ Elbow Assem/ Elbow Casing Weld | I
TSD1524 | 9529-30401-04 | Casing Formed Plate | TC/ HK/ GT Intake System/ Elbow Assem/ Elbow Casing Weld | I
TSD1525 | 9529-30401-05 | Flange C8 X 13.75 | TC/ HK/ GT Intake System/ Elbow Assem/ Elbow Casing Weld | I
TSD1526 | 9529-30401-06 | Cap Plate | TC/ HK/ GT Intake System/ Elbow Assem/ Elbow Casing Weld | I
TSD1527 | 9529-30401-07 | Stiffener W8 X 21 | TC/ HK/ GT Intake System/ Elbow Assem/ Elbow Casing Weld | I
TSD1528 | 9529-30401-08 | Flange C8 X 13.75 | TC/ HK/ GT Intake System/ Elbow Assem/ Elbow Casing Weld | I
TSD1529 | 9529-30401-09 | Stiffener W8 X 21 | TC/ HK/ GT Intake System/ Elbow Assem/ Elbow Casing Weld | I
TSD1530 | 9529-30401-13 | Stiffener W8 X 21 | TC/ HK/ GT Intake System/ Elbow Assem/ Elbow Casing Weld | I
TSD1531 | 9529-30401-18 | Stiffener W8 X 21 | TC/ HK/ GT Intake System/ Elbow Assem/ Elbow Casing Weld | I
TSD1532 | 9529-30401 | Elbow Casing Weldment | TC/ HK/ GT Intake System/ Elbow Assem/ Elbow Casing Weld | I
TSD1533 | 9529-30415-24 | Filler 12 GA Sheet | TC/ HK/ GT Intake System/ Elbow Assem/ Elbow Liner Support | I
TSD1534 | 9529-30415 | Elbow Liner Support Angle Weldment | TC/ HK/ GT Intake System/ Elbow Assem/ Elbow Liner Support | I
TSD1535 | 9529-30420-01 | Liner Formed 16 GA Sheet | TC/ HK/ GT Intake System/ Elbow Assem/ Elbow Liner Assem | I
TSD1536 | 9529-30420-02 | Liner Formed 16 GA Sheet | TC/ HK/ GT Intake System/ Elbow Assem/ Elbow Liner Assem | I
TSD1537 | 9529-30420-03 | Liner Formed 12 GA Sheet | TC/ HK/ GT Intake System/ Elbow Assem/ Elbow Liner Assem | I
TSD1538 | 9529-30420-04 | Liner Flat 16 GA Sheet | TC/ HK/ GT Intake System/ Elbow Assem/ Elbow Liner Assem | I
TSD1539 | 9529-30420-05 | Liner Formed 16 GA Sheet | TC/ HK/ GT Intake System/ Elbow Assem/ Elbow Liner Assem | I
TSD1540 | 9529-30420-07 | Liner Flat 16 GA Sheet | TC/ HK/ GT Intake System/ Elbow Assem/ Elbow Liner Assem | I
TSD1541 | 9529-30420-08 | Liner Flat 16 GA Sheet | TC/ HK/ GT Intake System/ Elbow Assem/ Elbow Liner Assem | I
TSD1542 | 9529-30420-09 | Liner Flat 16 GA Sheet | TC/ HK/ GT Intake System/ Elbow Assem/ Elbow Liner Assem | I
TSD1543 | 9529-30420 | Elbow Liner Assembly | TC/ HK/ GT Intake System/ Elbow Assem/ Elbow Liner Assem | I
TSD1544 | 9529-30501-03 | Flange C8 X 13.75 | TC/ HK/ GT Intake Syst/ Silencer Assem/ Silencer Casing Weld | I
TSD1545 | 9529-30501-04 | Flange C8 X 13.75 | TC/ HK/ GT Intake Syst/ Silencer Assem/ Silencer Casing Weld | I
TSD1546 | 9529-30501-05 | Beam W8 X 21 | TC/ HK/ GT Intake Syst/ Silencer Assem/ Silencer Casing Weld | I
TSD1547 | 9529-30501-11 | Stiffener Plate | TC/ HK/ GT Intake Syst/ Silencer Assem/ Silencer Casing Weld | I
TSD1548 | 9529-30501-12 | Stiffener Plate | TC/ HK/ GT Intake Syst/ Silencer Assem/ Silencer Casing Weld | I
TSD1549 | 9529-30501-13 | Flange L4 X 3 X 1!4 | TC/ HK/ GT Intake Syst/ Silencer Assem/ Silencer Casing Weld | I
TSD1550 | 9529-30501-14 | Flange L4 X 3 X 1!4 | TC/ HK/ GT Intake Syst/ Silencer Assem/ Silencer Casing Weld | I
TSD1551 | 9529-30501-15 | Flange L4 X 3 X 1!4 | TC/ HK/ GT Intake Syst/ Silencer Assem/ Silencer Casing Weld | I
TSD1552 | 9529-30501 | Silencer Casing Weldment | TC/ HK/ GT Intake Syst/ Silencer Assem/ Silencer Casing Weld | I
TSD1553 | 9529-30515-05 | Gusset Plate | TC/ HK/ GT Intake Syst/ Silencer Assem/ Sil Liner Angle&Baffle | I
TSD1554 | 9529-30515-15 | Angle Formed 12 GA Sheet | TC/ HK/ GT Intake Syst/ Silencer Assem/ Sil Liner Angle&Baffle | I
TSD1555 | 9529-30515-16 | Angle Formed 12 GA Sheet | TC/ HK/ GT Intake Syst/ Silencer Assem/ Sil Liner Angle&Baffle | I
TSD1556 | 9529-30515 | Silencer Liner Angle and Baffle Guide Weldment | TC/ HK/ GT Intake Syst/ Silencer Assem/ Sil Liner Angle&Baffle | I
TSD1557 | 9529-30601-01 | Casing Formed Plate | TC/ HK/ GT Intake System/ Horizontal Transition Assembly | I
TSD1558 | 9529-30601-02 | Casing Plate | TC/ HK/ GT Intake System/ Horizontal Transition Assembly | I
TSD1559 | 9529-30601-04 | Flange C8 X 13.75 | TC/ HK/ GT Intake System/ Horizontal Transition Assembly | I
TSD1560 | 9529-30601-05 | Flange C8 X 13.75 | TC/ HK/ GT Intake System/ Horizontal Transition Assembly | I
TSD1561 | 9529-30601-06 | Flange C8 X 13.75 | TC/ HK/ GT Intake System/ Horizontal Transition Assembly | I
TSD1562 | 9529-30601-07 | Flange C8 X 13.75 | TC/ HK/ GT Intake System/ Horizontal Transition Assembly | I
TSD1563 | 9529-30601-09 | Beam W8 X 21 | TC/ HK/ GT Intake System/ Horizontal Transition Assembly | I
TSD1564 | 9529-30601-10 | Beam W8 X 21 | TC/ HK/ GT Intake System/ Horizontal Transition Assembly | I
TSD1565 | 9529-30601-11 | Stiffener Plate | TC/ HK/ GT Intake System/ Horizontal Transition Assembly | I
TSD1566 | 9529-30601-12 | Stiffener Plate | TC/ HK/ GT Intake System/ Horizontal Transition Assembly | I
TSD1567 | 9529-30601 | Horizontal Transition Casing Weldment | TC/ HK/ GT Intake System/ Horizontal Transition Assembly | I
TSD1568 | 9529-40100 | 40100 Inlet Transition Assembly | TC/ HK/ GT Exhaust System/ 40100 Inlet Transition | I
TSD1569 | 9529-40101-01 | Casing Formed Plate | TC/ HK/ GT Exhaust Sys/ 40100 Inlet Trans/ Casing & Stud | I
TSD1570 | 9529-40101-02 | Casing Formed Plate | TC/ HK/ GT Exhaust Sys/ 40100 Inlet Trans/ Casing & Stud | I
TSD1571 | 9529-40101 | Casing Weldment | TC/ HK/ GT Exhaust Sys/ 40100 Inlet Trans/ Casing & Stud | I
TSD1572 | 9529-40115 | 40100, 40200 Stud Weldment | TC/ HK/ GT Exhaust Sys/ 40100 Inlet Trans/ Casing & Stud | I
TSD1573 | 9529-40120-01 | Liner Formed 12 GA Sheet | TC/ HK/ GT Exhaust Sys/ 40100 Inlet Trans/ Liner Assem | I
TSD1574 | 9529-40120-02 | Liner Flat 12 GA Sheet | TC/ HK/ GT Exhaust Sys/ 40100 Inlet Trans/ Liner Assem | I
TSD1575 | 9529-40120-03 | Liner Flat 12 GA Sheet | TC/ HK/ GT Exhaust Sys/ 40100 Inlet Trans/ Liner Assem | I
TSD1576 | 9529-40120-04 | Liner Formed 12 GA Sheet | TC/ HK/ GT Exhaust Sys/ 40100 Inlet Trans/ Liner Assem | I
TSD1577 | 9529-40120-05 | Liner Formed 12 GA Sheet | TC/ HK/ GT Exhaust Sys/ 40100 Inlet Trans/ Liner Assem | I
TSD1578 | 9529-40120-06 | Liner Flat 12 GA Sheet | TC/ HK/ GT Exhaust Sys/ 40100 Inlet Trans/ Liner Assem | I
TSD1579 | 9529-40120-07 | Liner Flat 12 GA Sheet | TC/ HK/ GT Exhaust Sys/ 40100 Inlet Trans/ Liner Assem | I
TSD1580 | 9529-40120-08 | Liner Formed 12 GA Sheet | TC/ HK/ GT Exhaust Sys/ 40100 Inlet Trans/ Liner Assem | I
TSD1581 | 9529-40120-09 | Liner Formed 12 GA Sheet | TC/ HK/ GT Exhaust Sys/ 40100 Inlet Trans/ Liner Assem | I
TSD1582 | 9529-40120-10 | Liner Formed 12 GA Sheet | TC/ HK/ GT Exhaust Sys/ 40100 Inlet Trans/ Liner Assem | I
TSD1583 | 9529-40120 | 40100, 40200 Liner Assembly | TC/ HK/ GT Exhaust Sys/ 40100 Inlet Trans/ Liner Assem | I
TSD1584 | 9529-40121-01 | Liner Formed 12 GA Sheet | TC/ HK/ GT Exhaust Sys/ 40100 Inlet Trans/ Liner Weld | I
TSD1585 | 9529-40121-02 | Liner Flat 12 GA Sheet | TC/ HK/ GT Exhaust Sys/ 40100 Inlet Trans/ Liner Weld | I
TSD1586 | 9529-40121 | Liner Weldment | TC/ HK/ GT Exhaust Sys/ 40100 Inlet Trans/ Liner Weld | I
TSD1587 | 9529-40122-01 | Liner Formed 12 GA Sheet | TC/ HK/ GT Exhaust Sys/ 40100 Inlet Trans/ Liner Weld | I
TSD1588 | 9529-40122-02 | Liner Flat 12 GA Sheet | TC/ HK/ GT Exhaust Sys/ 40100 Inlet Trans/ Liner Weld | I
TSD1589 | 9529-40122 | Liner Weldment | TC/ HK/ GT Exhaust Sys/ 40100 Inlet Trans/ Liner Weld | I
TSD1590 | 9529-40140-01 | Shipping Brace W6 X 9 | TC/ HK/ GT Exhaust Sys/ 40100 Inlet Trans/ Ship Brace Assem | I
TSD1591 | 9529-40140 | 40100-40200 Shipping Brace Assembly | TC/ HK/ GT Exhaust Sys/ 40100 Inlet Trans/ Ship Brace Assem | I
TSD1592 | 9529-40200 | 40200 Inlet Transition Assembly | TC/ HK/ GT Exhaust System/ 40200 Inlet Transition | I
TSD1595a | 9529-40701-01 | Casing Formed Plate | TC/ HK/ GT Exhaust Sys/ Trans Assem/ Casing & Stud Weldmt | I
TSD1595 | 9529-40700 | 40700 Transition Assembly | TC/ HK/ GT Exhaust System/ Transition Assembly | I
TSD1596 | 9529-40701-02 | Casing Plate | TC/ HK/ GT Exhaust Sys/ Trans Assem/ Casing & Stud Weldmt | I
TSD1597 | 9529-40701-04 | Casing Plate | TC/ HK/ GT Exhaust Sys/ Trans Assem/ Casing & Stud Weldmt | I
TSD1598 | 9529-40701 | 40700 Casing Weldment | TC/ HK/ GT Exhaust Sys/ Trans Assem/ Casing & Stud Weldmt | I
TSD1599 | 9529-40715 | 40700 Stud Weldment | TC/ HK/ GT Exhaust Sys/ Trans Assem/ Casing & Stud Weldmt | I
TSD1600 | 9529-40720-01 | Liner Flat 12 GA Sheet | TC/ HK/ GT Exhaust Sys/ Trans Assem/ Liner Assembly | I
TSD1601 | 9529-40720-02 | Liner Formed 12 GA Sheet | TC/ HK/ GT Exhaust Sys/ Trans Assem/ Liner Assembly | I
TSD1602 | 9529-40720-03 | Liner Flat 12 GA Sheet | TC/ HK/ GT Exhaust Sys/ Trans Assem/ Liner Assembly | I
TSD1603 | 9529-40720-04 | Liner Formed 12 GA Sheet | TC/ HK/ GT Exhaust Sys/ Trans Assem/ Liner Assembly | I
TSD1604 | 9529-40720-05 | Liner Flat 12 GA Sheet | TC/ HK/ GT Exhaust Sys/ Trans Assem/ Liner Assembly | I
TSD1605 | 9529-40720-06 | Liner Formed 12 GA Sheet | TC/ HK/ GT Exhaust Sys/ Trans Assem/ Liner Assembly | I
TSD1606 | 9529-40720-07 | Liner Formed 12 GA Sheet | TC/ HK/ GT Exhaust Sys/ Trans Assem/ Liner Assembly | I
TSD1607 | 9529-40720-08 | Liner Formed 12 GA Sheet | TC/ HK/ GT Exhaust Sys/ Trans Assem/ Liner Assembly | I
TSD1608 | 9529-40720-09 | Liner Formed 12 GA Sheet | TC/ HK/ GT Exhaust Sys/ Trans Assem/ Liner Assembly | I
TSD1609 | 9529-40720-10 | Liner Formed 12 GA Sheet | TC/ HK/ GT Exhaust Sys/ Trans Assem/ Liner Assembly | I
TSD1610 | 9529-40720 | 40700 Liner Assembly | TC/ HK/ GT Exhaust Sys/ Trans Assem/ Liner Assembly | I
TSD1611 | 9529-40721-01 | Liner Formed 12 GA Sheet | TC/ HK/ GT Exhaust Sys/ Trans Assem/ Liner Assembly | I
TSD1612 | 9529-40721-02 | Liner Flat 12 GA Sheet | TC/ HK/ GT Exhaust Sys/ Trans Assem/ Liner Assembly | I
TSD1613 | 9529-40721-L | Liner Weldment | TC/ HK/ GT Exhaust Sys/ Trans Assem/ Liner Assembly | I
TSD1614 | 9529-40721-R | Liner Weldment | TC/ HK/ GT Exhaust Sys/ Trans Assem/ Liner Assembly | I
TSD1615 | 9529-40740 | 40700 Shipping Brace Weldment | TC/ HK/ GT Exhaust Sys/ Trans Assem/ Shipping Brace Assem | I
TSD1616 | 9529-40900 | 40900 Silencer Assembly | TC/ HK/ GT Exhaust System/ Silencer Assembly | I
TSD1617 | 9529-40901 | Casing Weldment | TC/ HK/ GT Exhaust Sys/ Silencer Assem/ Casing, Stud, Baffle | I
TSD1618 | 9529-40915 | 40900 Stud Weldment | TC/ HK/ GT Exhaust Sys/ Silencer Assem/ Casing, Stud, Baffle | I
TSD1619 | 9529-40920-01 | Liner Flat 12 GA Sheet | TC/ HK/ GT Exhaust Sys/ Silencer Assem/ Liner Assembly | I
TSD1620 | 9529-40920-02 | Liner Flat 12 GA Sheet | TC/ HK/ GT Exhaust Sys/ Silencer Assem/ Liner Assembly | I
TSD1621 | 9529-40920-03 | Liner Flat 12 GA Sheet | TC/ HK/ GT Exhaust Sys/ Silencer Assem/ Liner Assembly | I
TSD1622 | 9529-40920-04 | Liner Formed 12 GA Sheet | TC/ HK/ GT Exhaust Sys/ Silencer Assem/ Liner Assembly | I
TSD1623 | 9529-40920 | 40900 Liner Assembly | TC/ HK/ GT Exhaust Sys/ Silencer Assem/ Liner Assembly | I
TSD1624 | 9529-40940 | 40900 Shipping Brace Weldment | TC/ HK/ GT Exhaust Sys/ Silencer Assem/ Ship Brace Assem | I
TSD1625 | 9529-41100 | 41100 Stock Assembly | TC/ HK/ GT Exhaust System/ 41100 Stack Assembly | I
TSD1626 | 9529-41101 | 41100 Casing Weldment | TC/ HK/ GT Exhaust Sys/ 41100 Stack Assem/ Casing&Stud W | I
TSD1627 | 9529-41115 | Stud Weldment | TC/ HK/ GT Exhaust Sys/ 41100 Stack Assem/ Casing&Stud W | I
TSD1628 | 9529-41120-01 | Liner Flat 12 GA Sheet | TC/ HK/ GT Exhaust Sys/ 41100 Stack Assem/ Liner Assembly | I
TSD1629 | 9529-41120-02 | Liner Flat 12 GA Sheet | TC/ HK/ GT Exhaust Sys/ 41100 Stack Assem/ Liner Assembly | I
TSD1630 | 9529-41120-03 | Liner Flat 12 GA Sheet | TC/ HK/ GT Exhaust Sys/ 41100 Stack Assem/ Liner Assembly | I
TSD1631 | 9529-41120-04 | Liner Flat 12 GA Sheet | TC/ HK/ GT Exhaust Sys/ 41100 Stack Assem/ Liner Assembly | I
TSD1632 | 9529-41120-05 | Liner Formed 12 GA Sheet | TC/ HK/ GT Exhaust Sys/ 41100 Stack Assem/ Liner Assembly | I
TSD1633 | 9529-41120-06 | Liner Formed 12 GA Sheet | TC/ HK/ GT Exhaust Sys/ 41100 Stack Assem/ Liner Assembly | I
TSD1634 | 9529-41120-07 | Liner Formed 12 GA Sheet | TC/ HK/ GT Exhaust Sys/ 41100 Stack Assem/ Liner Assembly | I
TSD1635 | 9529-41120-08 | Liner Formed 12 GA Sheet | TC/ HK/ GT Exhaust Sys/ 41100 Stack Assem/ Liner Assembly | I
TSD1636 | 9529-41120 | 41100 Liner Assembly | TC/ HK/ GT Exhaust Sys/ 41100 Stack Assem/ Liner Assembly | I
TSD1637 | 9529-41121-01 | Liner Formed 12 GA Sheet | TC/ HK/ GT Exhaust Sys/ 41100 Stack Assem/ Liner Assembly | I
TSD1638 | 9529-41121-02 | Liner 12 GA Sheet | TC/ HK/ GT Exhaust Sys/ 41100 Stack Assem/ Liner Assembly | I
TSD1639 | 9529-41121-L | Liner Weldment | TC/ HK/ GT Exhaust Sys/ 41100 Stack Assem/ Liner Assembly | I
TSD1640 | 9529-41121-R | Liner Weldment | TC/ HK/ GT Exhaust Sys/ 41100 Stack Assem/ Liner Assembly | I
TSD1641 | 9529-41140-01 | Shipping Brace W6 X 9 | TC/ HK/ GT Exhaust Sys/ 41100 Stack Assem/ Shipping Brace | I
TSD1642 | 9529-41140 | 41100 & 41200 Shipping Brace Assembly Weldment | TC/ HK/ GT Exhaust Sys/ 41100 Stack Assem/ Shipping Brace | I
TSD1643 | 9529-41200 | 41200 Stack Assembly | TC/ HK/ GT Exhaust System/ 41200 Stack Assembly | I
TSD1644 | 9529-41201 | 41200 Casing Weldment | TC/ HK/ GT Exhaust System/ 41200 Stack Assem/ Casing Weld | I
TSD1645 | 9529-41220 | 41200 Liner Assembly | TC/ HK/ GT Exhaust System/ 41200 Stack Assem/ Liner Assem | I
TSD1646 | 9529-30500-03 | U-Bolt Round Bar | TC/ HK/ GT Intake System/ Silencer Assembly | I
TSD1647 | 9529-30480 | Elbow Support Weldment | TC/ HK/ GT Intake System/ Elbow Assembly | I
TSD1649 | 9529-38110-01 | Base Plate | TC/ HK/ GT Intake System/ Filter House Support/ 38110 | I
TSD1650 | 9529-38110-05 | Top Plate | TC/ HK/ GT Intake System/ Filter House Support/ 38110 | I
TSD1651 | 9529-38110L | Column Weldment | TC/ HK/ GT Intake System/ Filter House Support/ 38110 | I
TSD1652 | 9529-38110R | Column Weldment | TC/ HK/ GT Intake System/ Filter House Support/ 38110 | I
TSD1653 | 9529-38120 | Beam Weldment | TC/ HK/ GT Intake System/ Filter House Support Steel | I
TSD1654 | 9529-38130 | Beam Weldment | TC/ HK/ GT Intake System/ Filter House Support Steel | I
TSD1655 | 9529-38140L | Beam Weldment | TC/ HK/ GT Intake System/ Filter House Support/ 38140 | I
TSD1656 | 9529-38140R | Beam Weldment | TC/ HK/ GT Intake System/ Filter House Support/ 38140 | I
TSD1657 | 9529-38150 | Beam Weldment | TC/ HK/ GT Intake System/ Filter House Support Steel | I
TSD1658 | 9529-38160 | Beam Weldment | TC/ HK/ GT Intake System/ Filter House Support Steel | I
TSD1659 | 9529-38170 | Beam Weldment | TC/ HK/ GT Intake System/ Filter House Support Steel | I
TSD1660 | 9529-38180 | Beam Weldment | TC/ HK/ GT Intake System/ Filter House Support Steel | I
TSD1661 | 9529-38201 | BraceC12 X 25 | TC/ HK/ GT Intake System/ Filter House Support Steel | I
TSD1662 | 9529-38203 | Angle Brace L6 X 6 X 3/8 | TC/ HK/ GT Intake System/ Filter House Support Steel | I
TSD1663 | 9529-38204 | Angle Brace L4 X 4 X 3/8 | TC/ HK/ GT Intake System/ Filter House Support Steel | I
TSD1664 | 9529-38205 | Angle Brace L4 X 4 X 3/8 | TC/ HK/ GT Intake System/ Filter House Support Steel | I
TSD1665 | 9529-38206 | Angle Brace L4 X 4 X 3/8 | TC/ HK/ GT Intake System/ Filter House Support Steel | I
TSD1666 | 9529-38207 | Stitch Plate | TC/ HK/ GT Intake System/ Filter House Support Steel | I
TSD1667 | 9529-38208 | Stitch Plate | TC/ HK/ GT Intake System/ Filter House Support Steel | I
TSD1668 | 9529-38209 | Angle Brace L6 X 6 X 3/8 | TC/ HK/ GT Intake System/ Filter House Support Steel | I
TSD1669 | 9529-38210 | Plate Washer Plate | TC/ HK/ GT Intake System/ Filter House Support Steel | I
TSD1671 | 9529-38510-01 | Base Plate | TC/ HK/ GT Intake System/ Support Steel Arrange/ 38510 | I
TSD1672 | 9529-38510-03 | Top Plate | TC/ HK/ GT Intake System/ Support Steel Arrange/ 38510 | I
TSD1673 | 9529-38510L | Column Weldment | TC/ HK/ GT Intake System/ Support Steel Arrange/ 38510 | I
TSD1674 | 9529-38510R | Column Weldment | TC/ HK/ GT Intake System/ Support Steel Arrange/ 38510 | I
TSD1675 | 9529-38520L | Beam Weldment | TC/ HK/ GT Intake System/ Support Steel Arrange/ 38520 | I
TSD1676 | 9529-38520R | Beam Weldment | TC/ HK/ GT Intake System/ Support Steel Arrange/ 38520 | I
TSD1677 | 9529-38530 | Beam Weldment | TC/ HK/ GT Intake System/ Support Steel Arrangement | I
TSD1678 | 9529-38540-01 | Beam W14 X 43 | TC/ HK/ GT Intake System/ Support Steel Arrange/ 38540 | I
TSD1679 | 9529-38540 | Beam Weldment | TC/ HK/ GT Intake System/ Support Steel Arrange/ 38540 | I
TSD1680 | 9529-38550 | Beam Weldment | TC/ HK/ GT Intake System/ Support Steel Arrangement | I
TSD1684 | 9529-38580 | Brace Weldment | TC/ HK/ GT Intake System/ Support Steel Arrangement | I
TSD1686 | 9529-38602 | Brace L4 X 4 X 3/8 | TC/ HK/ GT Intake System/ Support Steel Arrangement | I
TSD1689 | 9529-38605 | Stitch Plate | TC/ HK/ GT Intake System/ Support Steel Arrangement | I
TSD1690 | 9529-38606 | Brace L4 X 4 X 3/8 | TC/ HK/ GT Intake System/ Support Steel Arrangement | I
TSD1691 | 9529-30315-01 | Angle Formed 12 GA Sheet | TC/ HK/ GT Intake/ Vert Tran Assem/ Vert Trans Liner Frame | I
TSD1692 | 9529-30315-05 | Angle Formed 12 GA Sheet | TC/ HK/ GT Intake/ Vert Tran Assem/ Vert Trans Liner Frame | I
TSD1693 | 9529-30315-06 | Angle Formed 12 GA Sheet | TC/ HK/ GT Intake/ Vert Tran Assem/ Vert Trans Liner Frame | I
TSD1694 | 9529-30315-07 | Angle Formed 12 GA Sheet | TC/ HK/ GT Intake/ Vert Tran Assem/ Vert Trans Liner Frame | I
TSD1696 | 9529-30315-08 | Angle Formed 12 GA Sheet | TC/ HK/ GT Intake/ Vert Tran Assem/ Vert Trans Liner Frame | I
TSD1697 | 9529-30315-10 | Filler Plate 12 GA Sheet | TC/ HK/ GT Intake/ Vert Tran Assem/ Vert Trans Liner Frame | I
TSD1698 | 9529-30315-20 | Angle Formed 12 GA Sheet | TC/ HK/ GT Intake/ Vert Tran Assem/ Vert Trans Liner Frame | I
TSD1699 | 9529-30315-21 | Angle Formed 12 GA Sheet | TC/ HK/ GT Intake/ Vert Tran Assem/ Vert Trans Liner Frame | I
TSD1700 | 9529-30315-27 | Collar 12 GA Sheet | TC/ HK/ GT Intake/ Vert Tran Assem/ Vert Trans Liner Frame | I
TSD1701 | 9529-30315-28 | Collar 12 GA Sheet | TC/ HK/ GT Intake/ Vert Tran Assem/ Vert Trans Liner Frame | I
TSD1702 | 9529-30315-29 | Collar 12 GA Sheet | TC/ HK/ GT Intake/ Vert Tran Assem/ Vert Trans Liner Frame | I
TSD1703 | 9529-30315-30 | Liner Formed 16 GA Sheet | TC/ HK/ GT Intake/ Vert Tran Assem/ Vert Trans Liner Frame | I
TSD1704 | 9529-30315-31 | Liner Formed 16 GA Sheet | TC/ HK/ GT Intake/ Vert Tran Assem/ Vert Trans Liner Frame | I
TSD1705 | 9529-30315-32 | Liner Formed 16 GA Sheet | TC/ HK/ GT Intake/ Vert Tran Assem/ Vert Trans Liner Frame | I
TSD1706 | 9529-30315 | Vertical Transition Liner Frame Weldment | TC/ HK/ GT Intake/ Vert Tran Assem/ Vert Trans Liner Frame | I
TSD1707 | 9529-30320-01 | Liner 16 GA Sheet | TC/ HK/ GT Intake/ Vert Tran Assem/ Vert Trans Liner Weld | I
TSD1708 | 9529-30320-02 | Liner 16 GA Sheet | TC/ HK/ GT Intake/ Vert Tran Assem/ Vert Trans Liner Weld | I
TSD1709 | 9529-30320-03 | Liner Formed 16 GA Sheet | TC/ HK/ GT Intake/ Vert Tran Assem/ Vert Trans Liner Weld | I
TSD1710 | 9529-30320-04 | Liner Formed 16 GA Sheet | TC/ HK/ GT Intake/ Vert Tran Assem/ Vert Trans Liner Weld | I
TSD1711 | 9529-30320-05 | Liner 16 GA Sheet | TC/ HK/ GT Intake/ Vert Tran Assem/ Vert Trans Liner Weld | I
TSD1712 | 9529-30320-06 | Liner 16 GA Sheet | TC/ HK/ GT Intake/ Vert Tran Assem/ Vert Trans Liner Weld | I
TSD1713 | 9529-30320-07 | Liner Formed 16 GA Sheet | TC/ HK/ GT Intake/ Vert Tran Assem/ Vert Trans Liner Weld | I
TSD1714 | 9529-30320-08 | Liner Formed 16 GA Sheet | TC/ HK/ GT Intake/ Vert Tran Assem/ Vert Trans Liner Weld | I
TSD1715 | 9529-30320 | Vertical Trans. Liner Weldment | TC/ HK/ GT Intake/ Vert Tran Assem/ Vert Trans Liner Weld | I
TSD1716 | 9529-30520-01 | Liner Formed 16 GA Sheet | TC/ HK/ GT Intake Syst/ Silencer Assem/ Silencer Liner Weld | I
TSD1717 | 9529-30520-02 | Liner Formed 16 GA Sheet | TC/ HK/ GT Intake Syst/ Silencer Assem/ Silencer Liner Weld | I
TSD1718 | 9529-30520-03 | Liner Flat 16 GA Sheet | TC/ HK/ GT Intake Syst/ Silencer Assem/ Silencer Liner Weld | I
TSD1719 | 9529-30520-04 | Liner Flat 16 GA Sheet | TC/ HK/ GT Intake Syst/ Silencer Assem/ Silencer Liner Weld | I
TSD1720 | 9529-30520-05 | Liner Flat 16 GA Sheet | TC/ HK/ GT Intake Syst/ Silencer Assem/ Silencer Liner Weld | I
TSD1721 | 9529-30520-06 | Liner Formed 16 GA Sheet | TC/ HK/ GT Intake Syst/ Silencer Assem/ Silencer Liner Weld | I
TSD1722 | 9529-30520-07 | Liner Flat 16 GA Sheet | TC/ HK/ GT Intake Syst/ Silencer Assem/ Silencer Liner Weld | I
TSD1723 | 9529-30520 | Silencer Liner Weldment | TC/ HK/ GT Intake Syst/ Silencer Assem/ Silencer Liner Weld | I
TSD1724 | 9529-400 | General Arrangement | TC/ HK/ GT Exhaust System | I
TSD1725 | 9529-38100 | Filter House Support Steel Assembly | TC/ HK/ GT Intake System/ Filter House Support Steel | I
TSD1727 | 9529-38500 | Support Steel Arrangement | TC/ HK/ GT Intake System/ Support Steel Arrangement | I
TSD1728 | 9529-38560L | Beam Weldment | HK/ GT Intake System/ Support Steel Arrange/ 38560 | I
TSD1729 | 9529-38560R | Beam Weldment | TC/ HK/ GT Intake System/ Support Steel Arrange/ 38560 | I
TSD1730 | 9529-38570 | Beam Weldment | TC/ HK/ GT Intake System/ Support Steel Arrangement | I
TSD1731 | 9529-38601 | Moment Plate | TC/ HK/ GT Intake System/ Support Steel Arrangement | I
TSD1732 | 9529-38603 | Brace L4 X 4 X 3/8 | TC/ HK/ GT Intake System/ Support Steel Arrangement | I
TSD1733 | 9529-38604 | Brace L4 X 4 X 3/8 | TC/ HK/ GT Intake System/ Support Steel Arrangement | I
TSD1734 | 9529-38701-01 | Angle L6 X 3-1/2 X 3/8 | TC/ HK/ GT Intake System/ Platform Weldment | I
TSD1735 | 9529-38701-02 | Angle L6 X 3-1/2 X 3/8 | TC/ HK/ GT Intake System/ Platform Weldment | I
TSD1736 | 9529-38701-03 | Angle L6 X 3-1/2 X 3/8 | TC/ HK/ GT Intake System/ Platform Weldment | I
TSD1737 | 9529-38701-04 | Angle L6 X 3-1/2 X 3/8 | TC/ HK/ GT Intake System/ Platform Weldment | I
TSD1738 | 9529-38701-05 | Mounting Angle L3 X 3 X 1/4 | TC/ HK/ GT Intake System/ Platform Weldment | I
TSD1739 | 9529-38701 | Platform Weldment | TC/ HK/ GT Intake System/ Platform Weldment | I
TSD1740 | 9529-38702 | Handrail Weldment | TC/ HK/ GT Intake System/ Platform Weldment | I
TSD1741 | 9529-38703 | Handrail Weldment | TC/ HK/ GT Intake System/ Platform Weldment | I
TSD1742 | 9529-38704 | Handrail Weldment | TC/ HK/ GT Intake System/ Platform Weldment | I
TSD1743 | 9529-40501 | Blanking Plate Weldment | TC/ HK/ GT Exhaust System/ Blanking Plate Weldment | I
TSD1744 | 9529-48000-01 | Brace L4 X 4 X 3/8 | TC/ HK/ GT Exhaust System/ Support Steel Arrangement | I
TSD1745 | 9529-48000-02 | Shim Plate | TC/ HK/ GT Exhaust System/ Support Steel Arrangement | I
TSD1746 | 9529-48000-03 | Shim Plate 12 GA Plate | TC/ HK/ GT Exhaust System/ Support Steel Arrangement | I
TSD1747 | 9529-48000 | Support Steel Arrangement | TC/ HK/ GT Exhaust System/ Support Steel Arrangement | I
TSD1748 | 9529-48001-01 | Column W18 X 86 | TC/ HK/ GT Exhaust Sys/ Support Steel Arrang/ Column Weldm | I
TSD1749 | 9529-48001-02 | Support Plate | TC/ HK/ GT Exhaust Sys/ Support Steel Arrang/ Column Weldm | I
TSD1750 | 9529-48001-03 | Support Plate | TC/ HK/ GT Exhaust Sys/ Support Steel Arrang/ Column Weldm | I
TSD1751 | 9529-48001-04 | Gusset Plate | TC/ HK/ GT Exhaust Sys/ Support Steel Arrang/ Column Weldm | I
TSD1752 | 9529-48001-05 | Gusset Plate | TC/ HK/ GT Exhaust Sys/ Support Steel Arrang/ Column Weldm | I
TSD1753 | 9529-48001 | Column Weldment | TC/ HK/ GT Exhaust Sys/ Support Steel Arrang/ Column Weldm | I
TSD1754 | 9529-48002-02 | Gusset Plate | TC/ HK/ GT Exhaust Sys/ Support Steel Arrang/ 48002 Beam W | I
TSD1755 | 9529-48002-03 | Connecting Angle L4 X 4 X 3!8 | TC/ HK/ GT Exhaust Sys/ Support Steel Arrang/ 48002 Beam W | I
TSD1756 | 9529-48002 | Beam Weldment | TC/ HK/ GT Exhaust Sys/ Support Steel Arrang/ 48002 Beam W | I
TSD1757 | 9529-48003 | Pipe Weldment | TC/ HK/ GT Exhaust Sys/ Support Steel Arrang/ Pipe Weldment | I
TSD1758 | 9529-48004-01 | Beam W18 X 86 | TC/ HK/ GT Exhaust Sys/ Support Steel Arrang/ 48004 Beam W | I
TSD1759 | 9529-48004-03 | Gusset Plate | TC/ HK/ GT Exhaust Sys/ Support Steel Arrang/ 48004 Beam W | I
TSD1760 | 9529-48004 | Beam Weldment | TC/ HK/ GT Exhaust Sys/ Support Steel Arrang/ 48004 Beam W | I
TSD1761 | 9529-48005-02 | Connecting Angle L4 X 4 X 3!8 | TC/ HK/ GT Exhaust Sys/ Support Steel Arrang/ 48005 Beam W | I
TSD1762 | 9529-48005-03 | Gusset Plate | TC/ HK/ GT Exhaust Sys/ Support Steel Arrang/ 48005 Beam W | I
TSD1763 | 9529-48005 | Beam Weldment | TC/ HK/ GT Exhaust Sys/ Support Steel Arrang/ 48005 Beam W | I
TSD1764 | 9529-48006-02 | Support Plate | TC/ HK/ GT Exhaust Sys/ Support Steel Arrang/ Knee Brace W | I
TSD1765 | 9529-48006 | Knee Brace Weldment | TC/ HK/ GT Exhaust Sys/ Support Steel Arrang/ Knee Brace W | I
TSD1766 | 9529-38710 | Flare Access-Step Thru Ladder Arrangement | TC/ HK/ GT Intake System/ Platform Weldment | I
TSD1767 | 9529-001 | G.T. Intake System General Arrangement | TC/ HK/ GT Intake Sys/ Gen Assem /Intake Sys Arrange | I
TSD1768 | 9529-002 | G.T. Intake Foundation Plan | TC/ HK/ GT Intake System/ General Assembly | I
TSD1769 | 9529-30500 | Silencer Assembly | TC/ HK/ GT Intake System/ Silencer Assembly | I
TSD1770 | 9529-30531-01 | Frame Formed 10 GA Sheet | TC/ HK/ GT Intake System/ Trash Assembly | I
TSD1771 | 9529-30531-02 | Frame Formed 10 GA Sheet | TC/ HK/ GT Intake System/ Trash Assembly | I
TSD1772 | 9529-30531-03 | Frame 10 GA Sheet | TC/ HK/ GT Intake System/ Trash Assembly | I
TSD1773 | 9529-30531-04 | Frame Formed 10 GA Sheet | TC/ HK/ GT Intake System/ Trash Assembly | I
TSD1774 | 9529-30531-05 | Angle L2 X 2 X 1!8 | TC/ HK/ GT Intake System/ Trash Assembly | I
TSD1775 | 9529-30531-06 | Clamping Bar Plate | TC/ HK/ GT Intake System/ Trash Assembly | I
TSD1776 | 9529-30531-07 | Clamping Bar Plate | TC/ HK/ GT Intake System/ Trash Assembly | I
TSD1777 | 9529-30531 | Trash Screen Assembly | TC/ HK/ GT Intake System/ Trash Assembly | I
TSD1778 | 9529-003 | Exhaust System General Arrangement | TC/ HK/ GT Exhaust System/ General Assembly | I
TSD1779 | 9529-004 | Exhaust System Foundation Plan & Load Table | TC/ HK/ GT Exhaust System/ General Assembly | I
TSD1780 | 9529-30300-01 | Humidity Sensor Cover Plate | TC/ HK/ GT Intake System/ Vertical Transition Assembly | I
TSD1781 | 9529-30300 | Vertical Transition Assembly | TC/ HK/ GT Intake System/ Vertical Transition Assembly | I
TSD1782 | 9529-30315-09 | Angle Formed 12 GA Sheet | TC/ HK/ GT Intake Sys/ Vert Tran Assem/ Vert Trans Liner Frame | I
TSD1783 | 9529-30400 | Elbow Assembly | TC/ HK/ GT Intake System/ Elbow Assembly | I
TSD1784 | 9529-30450 | Access Door Assembly | TC/ HK/ GT Intake System/ General Assembly | I
TSD1785 | 9529-30700-01 | Flex Belt 1/4" 5-Ply EPDM | TC/ HK/ GT Intake System/ 30700 Flex Joint Assembly | I
TSD1786 | 9529-30700-02 | Clamping Bar Flat Bar | TC/ HK/ GT Intake System/ 30700 Flex Joint Assembly | I
TSD1787 | 9529-30700-03 | Clamping Bar Formed Flat Bar | TC/ HK/ GT Intake System/ 30700 Flex Joint Assembly | I
TSD1788 | 9529-30700-04 | Clamping Bar Formed Flat Bar | TC/ HK/ GT Intake System/ 30700 Flex Joint Assembly | I
TSD1789 | 9529-30700-05 | Clamping Bar Flat Bar | TC/ HK/ GT Intake System/ 30700 Flex Joint Assembly | I
TSD1790 | 9529-30700 | Flex Joint Assembly | TC/ HK/ GT Intake System/ 30700 Flex Joint Assembly | I
TSD1791 | 9529-30800-01 | Flex Belt 1/4" 5-Ply EPDM | TC/ HK/ GT Intake System/ 30800 Flex Joint Assembly | I
TSD1792 | 9529-30800-02 | Clamping Bar Formed Flat Bar | TC/ HK/ GT Intake System/ 30800 Flex Joint Assembly | I
TSD1793 | 9529-30800-03 | Clamping Bar Formed Flat Bar | TC/ HK/ GT Intake System/ 30800 Flex Joint Assembly | I
TSD1794 | 9529-30800-04 | Clamping Bar Flat Bar | TC/ HK/ GT Intake System/ 30800 Flex Joint Assembly | I
TSD1795 | 9529-30800-05 | Clamping Bar Formed Flat Bar | TC/ HK/ GT Intake System/ 30800 Flex Joint Assembly | I
TSD1796 | 9529-30800-06 | Clamping Bar Formed Flat Bar | TC/ HK/ GT Intake System/ 30800 Flex Joint Assembly | I
TSD1797 | 9529-30800 | Flex Joint Assembly | TC/ HK/ GT Intake System/ 30800 Flex Joint Assembly | I
TSD1798 | 9529-30801-01 | Angle Formed 12 GA Sheet | C/ HK/ GT Intake System/ 30800 Flex Joint Assem/ Flow Liner | I
TSD1799 | 9529-30801-02 | Angle Formed 12 GA Sheet | C/ HK/ GT Intake System/ 30800 Flex Joint Assem/ Flow Liner | I
TSD1800 | 9529-30801 | Flow Liner Weldment | C/ HK/ GT Intake System/ 30800 Flex Joint Assem/ Flow Liner | I
TSD1801 | 9529-40710 | 40700 Baffle Support Weldment | TC/ HK/ GT Exhaust Sys/ Trans Assem/ Baffle Support Weldmt | I
TSD1802 | 9529-40711-08 | Liner Flat 12 GA Sheet | TC/ HK/ GT Exhaust Sys/ Trans Assem/ Baffle Support Weldmt | I
TSD1804 | 9529-40910 | 40900 Baffle Guide Weldment | TC/ HK/ GT Exhaust Sys/ Silencer Assem/ Casing, Stud, Baffle | I
TSD1805 | 9529-40911 | Baffle Guide Weldment Baffle Guide | TC/ HK/ GT Exhaust System | I
TSD1806 | QDD-400-0310-06 | Typical at Vertical Split Flange | TC/ Higgott-Kane/ HK Standard Drawings
TSD1807 | 9529-30451 | Access Door Weldment | TC/ HK/ GT Intake System/ Access Door Weldment | I
TSD1808 | 51-021-01 | Process & Instrumentation Diag- HFO Forwarding Skid, GTG-100 | TC/ EDGI/ PRO-0801/ Mechanical/ 051-Unit 1 | I
TSD1809 | 51-022-01 | Process & Instrum Diag- Distillate Fuel Forwarding Skid, GTG-100 | TC/ EDGI/ PRO-0801/ Mechanical/ 051-Unit 1 | I
TSD1810 | 52-021-01 | Process & Instrumentation Diag- HFO Forwarding Skid, GTG-200 | TC/ EDGI/ PRO-0801/ Mechanical/ 052-Unit 2 | I
TSD1811 | 522-022-01 | Process & Instrum Diag- Distillate Fuel Forwarding Skid, GTG-200 | TC/ EDGI/ PRO-0801/ Mechanical/ 052-Unit 2 | I
TSD1812 | 61-001-01 | One Line Diagram - Frame 7B Turbine Pkg GTG-100 | TC/ EDGI/ PRO-0801/ Electrical/ 061-Unit 1 | I
TSD1813 | 61-002-01 | 13.8 KV Generator Relay Protection -Frame 7B Turb Pkg GTG-100 | TC/ EDGI/ PRO-0801/ Electrical/ 061-Unit 1 | I
TSD1814 | 61-003-01 | One Line Diagram - 125 VDC System-Frame 7B Turb Pkg GTG-100 | TC/ EDGI/ PRO-0801/ Electrical/ 061-Unit 1 | I
TSD1815 | 61-004-01 | One Line Diag 480V DP1 MCC-100 -Frame 7B Turb Pkg GTG-100 | TC/ EDGI/ PRO-0801/ Electrical/ 061-Unit 1 | I
TSD1816 | 61-021-01 | Three Line Diagram - PT Signal GTG-100 | TC/ EDGI/ PRO-0801/ Electrical/ 061-Unit 1 | I
TSD1817 | 61-021-02 | Three Line Diagram - CT Signal, Part A, GTG-100 | TC/ EDGI/ PRO-0801/ Electrical/ 061-Unit 1 | I
TSD1818 | 61-021-03 | Three Line Diagram - CT Signal, Part B, GTG-100 | TC/ EDGI/ PRO-0801/ Electrical/ 061-Unit 1 | I
TSD1819 | 61-022-01 | Three Line Diagram - 15KV Bus - GTG-100 | TC/ EDGI/ PRO-0801/ Electrical/ 061-Unit 1 | I
TSD1820 | 61-022-02 | Three Line Diagram - 15KV Aux Transformer - GTG-100 | TC/ EDGI/ PRO-0801/ Electrical/ 061-Unit 1 | I
TSD1821 | 61-022-03 | Three Line Diagram - 480V DP-1 & MCC-100 | TC/ EDGI/ PRO-0801/ Electrical/ 061-Unit 1 | I
TSD1822 | 61-031-03 | Power Distribution Center PDC100 - Frame 7B Turb Pkg GTG-100 | TC/ EDGI/ PRO-0801/ Electrical/ 061-Unit 1 | I
TSD1823 | 61-031-04 | Power Distribution Center PDC100 - Frame 7B Turb Pkg GTG-100 | TC/ EDGI/ PRO-0801/ Electrical/ 061-Unit 1 | I
TSD1824 | 61-032-01 | Equipment Layout 52G-1 Generator Main Brk GTG-100 | TC/ EDGI/ PRO-0801/ Electrical/ 061-Unit 1 | I
TSD1825 | 61-032-02 | Equip Layout Floor Plan- 52G-1 One Line Gen Main Brk GTG-100 | TC/ EDGI/ PRO-0801/ Electrical/ 061-Unit 1 | I
TSD1826 | 61-032-03 | Equipment Cable Pass Thru 52G-1 Gen Main Brk GTG-100 | TC/ EDGI/ PRO-0801/ Electrical/ 061-Unit 1 | I
TSD1827 | 61-033-02 | Elevation Floor Plan - 480V MCC-100 Frame 7B Turb Pkg GTG-100 | TC/ EDGI/ PRO-0801/ Electrical/ 061-Unit 1 | I
TSD1828 | 61-034-01 | Equipment Drawing - 5HP 125VDC Starter - GTG-100 | TC/ EDGI/ PRO-0801/ Electrical/ 061-Unit 1 | I
TSD1829 | 61-034-02 | Equipment Drawing - 7.5 HP 125VDC Starter - GTG-100 | TC/ EDGI/ PRO-0801/ Electrical/ 061-Unit 1 | I
TSD1830 | 61-035-01 | Equipment Drawing - 125VDC Battery Charger - GTG-100 | TC/ EDGI/ PRO-0801/ Electrical/ 061-Unit 1 | I
TSD1831 | 61-036-01 | Equipment Drawing - 125VDC Battery Stack GTG-100 | TC/ EDGI/ PRO-0801/ Electrical/ 061-Unit 1 | I
TSD1832 | 61-037-01 | Equipment Drawing - Basler Voltage Regulator GTG-100 | TC/ EDGI/ PRO-0801/ Electrical/ 061-Unit 1 | I
TSD1833 | 61-037-02 | Equipment Drawing - Basler Voltage Regulator GTG-100 | TC/ EDGI/ PRO-0801/ Electrical/ 061-Unit 1 | I
TSD1834 | 61-038-01 | Equipment Layout Drawing - 5KV MCC-1 GTG-100 | TC/ EDGI/ PRO-0801/ Electrical/ 061-Unit 1 | I
TSD1835 | 61-041-01 | Control Wiring Diagram 52G-1 Generator Main Brk - GTG-100 | TC/ EDGI/ PRO-0801/ Electrical/ 061-Unit 1 | I
TSD1836 | 61-042-01 | Equipment Drawing - 5 HP 125 VDC Starter - GTG-100 | TC/ EDGI/ PRO-0801/ Electrical/ 061-Unit 1 | I
TSD1837 | 61-042-02 | Equipment Drawing - 7.5 HP 125 VDC Starter - GTG-100 | TC/ EDGI/ PRO-0801/ Electrical/ 061-Unit 1 | I
TSD1838 | 61-043-01 | Lighting Panel PB-1 480V MCC-100 Frame 7B Turbine Pkg GTG-100 | TC/ EDGI/ PRO-0801/ Electrical/ 061-Unit 1 | I
TSD1839 | 61-043-02 | Control Diagram - 480V MCC-100 Frame 7B Turbine Pkg GTG-100 | TC/ EDGI/ PRO-0801/ Electrical/ 061-Unit 1 | I
TSD1840 | 61-043-03 | Control Diagram - 480V MCC-100 Frame 7B Turbine Pkg GTG-100 | TC/ EDGI/ PRO-0801/ Electrical/ 061-Unit 1 | I
TSD1841 | 61-043-04 | Control Diagram - 480V MCC-100 Frame 7B Turbine Pkg GTG-100 | TC/ EDGI/ PRO-0801/ Electrical/ 061-Unit 1 | I
TSD1842 | 61-043-05 | Control Diagram - 480V MCC-100 Frame 7B Turbine Pkg GTG-100 | TC/ EDGI/ PRO-0801/ Electrical/ 061-Unit 1 | I
TSD1843 | 61-043-06 | Control Diagram - 480V MCC-100 Frame 7B Turbine Pkg GTG-100 | TC/ EDGI/ PRO-0801/ Electrical/ 061-Unit 1 | I
TSD1844 | 61-043-07 | Control Diagram - 480V MCC-100 Frame 7B Turbine Pkg GTG-100 | TC/ EDGI/ PRO-0801/ Electrical/ 061-Unit 1 | I
TSD1845 | 61-043-08 | Control Diagram - 480V MCC-100 Frame 7B Turbine Pkg GTG-100 | TC/ EDGI/ PRO-0801/ Electrical/ 061-Unit 1 | I
TSD1846 | 61-043-09 | Control Diagram - 480V MCC-100 Frame 7B Turbine Pkg GTG-100 | TC/ EDGI/ PRO-0801/ Electrical/ 061-Unit 1 | I
TSD1847 | 61-043-10 | Control Diagram - 480V MCC-100 Frame 7B Turbine Pkg GTG-100 | TC/ EDGI/ PRO-0801/ Electrical/ 061-Unit 1 | I
TSD1848 | 61-043-11 | Control Diagram - 480V MCC-100 Frame 7B Turbine Pkg GTG-100 | TC/ EDGI/ PRO-0801/ Electrical/ 061-Unit 1 | I
TSD1849 | 61-043-12 | Control Diagram - 480V MCC-100 Frame 7B Turbine Pkg GTG-100 | TC/ EDGI/ PRO-0801/ Electrical/ 061-Unit 1 | I
TSD1850 | 61-043-13 | Control Diagram - 480V MCC-100 Frame 7B Turbine Pkg GTG-100 | TC/ EDGI/ PRO-0801/ Electrical/ 061-Unit 1 | I
TSD1851 | 61-043-14 | Control Diagram - 480V MCC-100 Frame 7B Turbine Pkg GTG-100 | TC/ EDGI/ PRO-0801/ Electrical/ 061-Unit 1 | I
TSD1852 | 61-043-15 | Control Diagram - 480V MCC-100 Frame 7B Turbine Pkg GTG-100 | TC/ EDGI/ PRO-0801/ Electrical/ 061-Unit 1 | I
TSD1853 | 61-043-16 | Control Diagram - 480V MCC-100 Frame 7B Turbine Pkg GTG-100 | TC/ EDGI/ PRO-0801/ Electrical/ 061-Unit 1 | I
TSD1854 | 61-043-17 | Control Diagram - 480V MCC-100 Frame 7B Turbine Pkg GTG-100 | TC/ EDGI/ PRO-0801/ Electrical/ 061-Unit 1 | I
TSD1855 | 61-044-01 | Control Diag - 4160V 900 HP MCC-1 Frame 7B Turb Pkg GTG-100 | TC/ EDGI/ PRO-0801/ Electrical/ 061-Unit 1 | I
TSD1856 | 61-044-02 | Control Diag - 4160V 500 HP MCC-1 Frame 7B Turb Pkg GTG-100 | TC/ EDGI/ PRO-0801/ Electrical/ 061-Unit 1 | I
TSD1857 | 61-046-01 | Equipment Drawing - Basler Voltage Regulator GTG-100 | TC/ EDGI/ PRO-0801/ Electrical/ 061-Unit 1 | I
TSD1858 | 61-046-02 | Equipment Drawing - Basler Voltage Regulator GTG-100 | TC/ EDGI/ PRO-0801/ Electrical/ 061-Unit 1 | I
TSD1859 | 61-051-01 | Interconnect Diagram - Power Cables Plot Layout GTG-100 | TC/ EDGI/ PRO-0801/ Electrical/ 061-Unit 1 | I
TSD1860 | 61-052-01 | Interconnect Drawing - 125 VDC Wiring PDC-100 GTG-100 | TC/ EDGI/ PRO-0801/ Electrical/ 061-Unit 1 | I
TSD1861 | 62-001-01 | One Line Diagram - Frame 7B Turbine Pkg GTG-200 | TC/ EDGI/ PRO-0801/ Electrical/ 061-Unit 2 | I
TSD1862 | 62-001-01 | 13.8 KV Gen Relay Protection - Frame 7B Turb Pkg GTG-200 | TC/ EDGI/ PRO-0801/ Electrical/ 061-Unit 2 | I
TSD1863 | 62-003-01 | One Line Diag- 125 VDC System - Frame 7B Turb Pkg GTG-200 | TC/ EDGI/ PRO-0801/ Electrical/ 061-Unit 2 | I
TSD1864 | 62-004-01 | One Line Diag- 480V DP-2 MCC-200 - Frame 7B Turb Pkg GTG-200 | TC/ EDGI/ PRO-0801/ Electrical/ 061-Unit 2 | I
TSD1865 | 62-021-01 | Three Line Diagram - PT Signal GTG-200 | TC/ EDGI/ PRO-0801/ Electrical/ 061-Unit 2 | I
TSD1866 | 62-021-03 | Three Line Diagram - CT Signal, Part B, GTG-200 | TC/ EDGI/ PRO-0801/ Electrical/ 061-Unit 2 | I
TSD1867 | 62-022-01 | Three Line Diagram - 15KV Bus - GTG-200 | TC/ EDGI/ PRO-0801/ Electrical/ 061-Unit 2 | I
TSD1870 | 62-032-01 | Equipment Layout 52G-2 Generator Main Brk GTG-200 | TC/ EDGI/ PRO-0801/ Electrical/ 061-Unit 2 | I
TSD1871 | 62-032-02 | Equip Layout Floor Plan 52G-2 One Line Gen Main Brk GTG-200 | TC/ EDGI/ PRO-0801/ Electrical/ 061-Unit 2 | I
TSD1872 | 62-032-03 | Equipment Cable Pass Thru 52G-2 Gen Main Brk GTG-200 | TC/ EDGI/ PRO-0801/ Electrical/ 061-Unit 2 | I
TSD1873 | 62-033-01 | Elevation Floor Plan 480V MCC-200 -Frame 7B Turb Pkg GTG-200 | TC/ EDGI/ PRO-0801/ Electrical/ 061-Unit 2 | I
TSD1874 | 62-034-01 | Equipment Drawing - 125 VDC Starter - GTG-200 | TC/ EDGI/ PRO-0801/ Electrical/ 061-Unit 2 | I
TSD1875 | 62-034-02 | Equipment Drawing - 125 VDC Starter - GTG-200 | TC/ EDGI/ PRO-0801/ Electrical/ 061-Unit 2 | I
TSD1876 | 62-035-01 | Equipment Drawing - 125 VDC Battery Charger - GTG-200 | TC/ EDGI/ PRO-0801/ Electrical/ 061-Unit 2 | I
TSD1877 | 62-036-01 | Equipment Drawing - 125 VDC Battery Stack - GTG-200 | TC/ EDGI/ PRO-0801/ Electrical/ 061-Unit 2 | I
TSD1878 | 62-037-01 | Equipment Drawing - Basler Voltage Regulator - GTG-200 | TC/ EDGI/ PRO-0801/ Electrical/ 061-Unit 2 | I
TSD1879 | 62-037-02 | Equipment Drawing - Basler Voltage Regulator - GTG-200 | TC/ EDGI/ PRO-0801/ Electrical/ 061-Unit 2 | I
TSD1880 | 62-038-01 | Equipment Layout Drawing - 5 KV MCC-2 GTG-200 | TC/ EDGI/ PRO-0801/ Electrical/ 061-Unit 2 | I
TSD1881 | 62-041-01 | Control Wiring Diagram 52-G Generator Main Brk GTG-200 | TC/ EDGI/ PRO-0801/ Electrical/ 061-Unit 2 | I
TSD1882 | 62-042-01 | Equipment Drawing - 5 HP 125VDC Starter GTG-200 | TC/ EDGI/ PRO-0801/ Electrical/ 061-Unit 2 | I
TSD1883 | 62-043-01 | Lighting Panel PB-2 480 V MCC-200 -Frame 7B Turb Pkg GTG-200 | TC/ EDGI/ PRO-0801/ Electrical/ 062-Unit 2 | I
TSD1884 | 62-043-02 | Control Diagram - 480 V MCC-200 - Frame 7B Turb Pkg GTG-200 | TC/ EDGI/ PRO-0801/ Electrical/ 062-Unit 2 | I
TSD1885 | 62-043-03 | Control Diagram - 480 V MCC-200 - Frame 7B Turb Pkg GTG-200 | TC/ EDGI/ PRO-0801/ Electrical/ 062-Unit 2 | I
TSD1886 | 62-043-04 | Control Diagram - 480 V MCC-200 - Frame 7B Turb Pkg GTG-200 | TC/ EDGI/ PRO-0801/ Electrical/ 062-Unit 2 | I
TSD1887 | 62-043-05 | Control Diagram - 480 V MCC-200 - Frame 7B Turb Pkg GTG-200 | TC/ EDGI/ PRO-0801/ Electrical/ 062-Unit 2 | I
TSD1888 | 62-043-06 | Control Diagram - 480 V MCC-200 - Frame 7B Turb Pkg GTG-200 | TC/ EDGI/ PRO-0801/ Electrical/ 062-Unit 2 | I
TSD1889 | 62-043-07 | Control Diagram - 480 V MCC-200 - Frame 7B Turb Pkg GTG-200 | TC/ EDGI/ PRO-0801/ Electrical/ 062-Unit 2 | I
TSD1890 | 62-043-08 | Control Diagram - 480 V MCC-200 - Frame 7B Turb Pkg GTG-200 | TC/ EDGI/ PRO-0801/ Electrical/ 062-Unit 2 | I
TSD1891 | 62-043-09 | Control Diagram - 480 V MCC-200 - Frame 7B Turb Pkg GTG-200 | TC/ EDGI/ PRO-0801/ Electrical/ 062-Unit 2 | I
TSD1892 | 62-043-10 | Control Diagram - 480 V MCC-200 - Frame 7B Turb Pkg GTG-200 | TC/ EDGI/ PRO-0801/ Electrical/ 062-Unit 2 | I
TSD1893 | 62-043-11 | Control Diagram - 480 V MCC-200 - Frame 7B Turb Pkg GTG-200 | TC/ EDGI/ PRO-0801/ Electrical/ 062-Unit 2 | I
TSD1894 | 62-043-12 | Control Diagram - 480 V MCC-200 - Frame 7B Turb Pkg GTG-200 | TC/ EDGI/ PRO-0801/ Electrical/ 062-Unit 2 | I
TSD1895 | 62-043-13 | Control Diagram - 480 V MCC-200 - Frame 7B Turb Pkg GTG-200 | TC/ EDGI/ PRO-0801/ Electrical/ 062-Unit 2 | I
TSD1896 | 62-043-14 | Control Diagram - 480 V MCC-200 - Frame 7B Turb Pkg GTG-200 | TC/ EDGI/ PRO-0801/ Electrical/ 062-Unit 2 | I
TSD1897 | 62-043-15 | Control Diagram - 480 V MCC-200 - Frame 7B Turb Pkg GTG-200 | TC/ EDGI/ PRO-0801/ Electrical/ 062-Unit 2 | I
TSD1898 | 62-043-16 | Control Diagram - 480 V MCC-200 - Frame 7B Turb Pkg GTG-200 | TC/ EDGI/ PRO-0801/ Electrical/ 062-Unit 2 | I
TSD1899 | 62-043-17 | Control Diagram - 480 V MCC-200 - Frame 7B Turb Pkg GTG-200 | TC/ EDGI/ PRO-0801/ Electrical/ 062-Unit 2 | I
TSD1900 | 62-043-18 | Control Diagram - 480 V MCC-200 - Frame 7B Turb Pkg GTG-200 | TC/ EDGI/ PRO-0801/ Electrical/ 062-Unit 2 | I
TSD1901 | 62-043-19 | Control Diagram - 480 V MCC-200 - Frame 7B Turb Pkg GTG-200 | TC/ EDGI/ PRO-0801/ Electrical/ 062-Unit 2 | I
TSD1902 | 62-046-01 | Equipment Drawing - Basler Voltage Regulator - GTG-200 | TC/ EDGI/ PRO-0801/ Electrical/ 062-Unit 2 | I
TSD1903 | 62-046-02 | Equipment Drawing - Basler Voltage Regulator - GTG-200 | TC/ EDGI/ PRO-0801/ Electrical/ 062-Unit 2 | I
TSD1904 | 62-051-01 | Interconnect Diagram - Power Cables Plot Layout GTG-200 | TC/ EDGI/ PRO-0801/ Electrical/ 062-Unit 2 | I
TSD1905 | 62-052-01 | Interconnect Diagram - 125 VDC Wiring PDC-200 GTG-200 | TC/ EDGI/ PRO-0801/ Electrical/ 062-Unit 2 | I
TSD1906 | CF-1801-01 | Toggle-Type Diverter Damper 14'X14' Ins. Cladding | TC/ Mftrs Lit/ Flextor Drawings | I
TSD1907 | CF-1801-02 | Inlet, Outlet and Bypass Flange Detail | TC/ Mftrs Lit/ Flextor Drawings | I
TSD1908 | CF-1801-03 | Toggle-Type Diverter Damper 14'X14' Ins. Cladding | TC/ Mftrs Lit/ Flextor Drawings | I
TSD1909 | CF-1801 | Foundation Loading Calculations | TC/ Mftrs Lit/ Flextor Drawings | I
TSD1910 | 61-004 | One Line Diagram-125 VDC Frame 78 Turbine Pkg GTG 100 | TC/ ProEnergy/Electrical/61 Unit 1 | I-L
TSD1911 | 62-004 | One Line Diagram 125 VDC Frame 78 Turbine Pkg GTG 200 | TC/ ProEnergy/Electrical/62 Unit 2 | I-L
TSD1912 | 62-006 | 1 Line Diagram 480V DP-2 & MCC-200 Frame 78 Turbine Pkg GTG 200 | TC/ ProEnergy/Electrical/62 Unit 2 | I-L
TSD1913 | 61-002 | One Line Diagram Frame 78 Turbine Pkg GTG 100 | TC/ ProEnergy/Electrical/61 Unit 1 | I-L
TSD1914 | 62-002 | One Line Diagram Frame 78 Turbine Pkg GTG 200 | TC/ ProEnergy/Electrical/62 Unit 2 | I-L
TSD1915 | 61-006 | One Line Diagram 480 V DP-1 & MCC-100 Frame 78 Turbine Pkg GTG 100 | TC/ ProEnergy/Electrical/61 Unit 1 | I-L
TSD1916 | 61-005 | One Line Diagram Black Star Frame 78 Turbine Pkg GTG 100/200 | TC/ ProEnergy/Electrical/61 Unit 1 | I-L
TSD1917 | 62-003 | 13.8KV Generator Relay Protection Frame 78 Turbine Pkg GTG 200 | TC/ ProEnergy/Electrical/62 Unit 2 | I-L
TSD1918 | 61-001 | Legend and General Notes Frame 78 Turbine Pkg | TC/ ProEnergy/Electrical/61 Unit 1 | I-L
TSD1919 | 61-003 | 13.8KV Generator Relay Protection Frame 78 Turbine Pkg GTG 100 | TC/ ProEnergy/Electrical/61 Unit 1 | I-L
TSD1920 | 62-031-02 | Power Distribution Center Frame 78 Turbine Pkg GTG 200 | TC/ ProEnergy/Electrical/62 Unit 2 | I-L
TSD1921 | 62-031-01 | Power Distribution Center Frame 78 Turbine Pkg GTG 200 | TC/ ProEnergy/Electrical/62 Unit 2 | I-L
TSD1922 | 61-031-01 | Power Distribution Center Frame 78 Turbine Pkg GTG 100 | TC/ ProEnergy/Electrical/61 Unit 1 | I-L
TSD1923 | 61-031-02 | Power Distribution Center Frame 78 Turbine Pkg GTG 100 | TC/ ProEnergy/Electrical/61 Unit 1 | I-L
TSD1924 | 9529-40711 | Baffle Support Weldment | TC/ HK/ GT Exhaust Sys/ Trans Assem/ Baffle Support Weldmt | I
TSD1930 | 9529-49000 | Field Liner Arrangement | TC/ HK/ GT Exhaust System/ Field Liner Arrangement | I
TSD1931 | 9529-49000-01 | Field Liner Formed 12 GA Sheet | TC/ HK/ GT Exhaust System/ Field Liner Arrangement | I
TSD1932 | 9529-49000-02 | Field Liner Formed 12 GA Sheet | TC/ HK/ GT Exhaust System/ Field Liner Arrangement | I
TSD1933 | 9529-49000-03 | Field Liner Flat 12 GA Sheet | TC/ HK/ GT Exhaust System/ Field Liner Arrangement | I
TSD1934 | 9529-49000-04 | Field Liner Flat 12 GA Sheet | TC/ HK/ GT Exhaust System/ Field Liner Arrangement | I
TSD1935 | 9529-49000-05 | Field Liner Flat 12 GA Sheet | TC/ HK/ GT Exhaust System/ Field Liner Arrangement | I
TSD1936 | 9529-49000-06 | Field Liner Formed 12 GA Sheet | TC/ HK/ GT Exhaust System/ Field Liner Arrangement | I
TSD1937 | 9529-49000-07 | Field Liner Flat 12 GA Sheet | TC/ HK/ GT Exhaust System/ Field Liner Arrangement | I
TSD1938 | 9529-49000-08 | Field Liner Flat 12 GA Sheet | TC/ HK/ GT Exhaust System/ Field Liner Arrangement | I
TSD1939 | 9529-49000-09 | Field Liner Flat 12 GA Sheet | TC/ HK/ GT Exhaust System/ Field Liner Arrangement | I
TSD1940 | 9529-49000-10 | Field Liner Flat 12 GA Sheet | TC/ HK/ GT Exhaust System/ Field Liner Arrangement | I
TSD1941 | 9529-49000-11 | Field Liner Formed 12 GA Sheet | TC/ HK/ GT Exhaust System/ Field Liner Arrangement | I
TSD1942 | 9529-49000-12 | Field Liner Formed 12 GA Sheet | TC/ HK/ GT Exhaust System/ Field Liner Arrangement | I
TSD1943 | 9529-49000-13 | Field Liner Formed 12 GA Sheet | TC/ HK/ GT Exhaust System/ Field Liner Arrangement | I
TSD1944 | 9529-49000-14 | Field Liner Formed 12 GA Sheet | TC/ HK/ GT Exhaust System/ Field Liner Arrangement | I
TSD1945 | 9529-49000-21 | Field Liner Flat 12 GA Sheet | TC/ HK/ GT Exhaust System/ Field Liner Arrangement | I
TSD1946 | 9529-49000-22 | Field Liner Flat 12 GA Sheet | TC/ HK/ GT Exhaust System/ Field Liner Arrangement | I
TSD1947 | 9529-49000-23 | Field Liner Formed 12 GA Sheet | TC/ HK/ GT Exhaust System/ Field Liner Arrangement | I
TSD1948 | 9529-49000-24 | Liner Sheet 12 GA Sheet | TC/ HK/ GT Exhaust System/ Field Liner Arrangement | I
TSD1949 | 9529-49000-25 | Liner Flat 12 GA Sheet | TC/ HK/ GT Exhaust System/ Field Liner Arrangement | I
TSD1950 | 9529-30301-18 | Cap Plate | TC/ HK/ GT Intake Sys/ Vert Tran Assem/ Vert Trans Weldment | I
TSD1951 | 9529-082 | Horizontal Transition Rigging (Installation) | TC/ HK/ GT Exhaust System/ General Assembly | I
TSD1952 | 9529-083 | Horizontal Lift-Blanking Plate Rigging (Installation) | TC/ HK/ GT Exhaust System/ General Assembly | I
TSD1953 | 9529-084 | 41100/41200 Installation Rigging | TC/ HK/ GT Exhaust System/ General Assembly | I
TSD1954 | 50-001-01 | Process Flow Diagram - GE 7B Gas Turbine, GTG 200 | TC/ EDGI/ PRO-0803/ Mechanical | I
TSD1955 | 00-002-02 | Legends, Symbols and Abbreviations - Instrumentation | TC/ EDGI/ PRO-0803/ Instrumentation & Control | I
TSD1956 | 00-003-01 | Legends, Symbols and Abbreviations - Electrical | TC/ EDGI/ PRO-0803/ Electrical | I
TSD1957 | 00-003-02 | Legends, Symbols and Abbreviations - Electrical | TC/ EDGI/ PRO-0803/ Electrical | I
TSD1958 | 00-003-03 | Legends, Symbols and Abbreviations - Electrical | TC/ EDGI/ PRO-0803/ Electrical | I
TSD1959 | 10-001-01 | General Arrangement | TC/ EDGI/ PRO-0803 | I
TSD1960 | 30-001-01 | Floor Plan - Admin Office/Warehouse | TC/ EDGI/ PRO-0803/ Structural | I
TSD1961 | 30-002-01 | Floor Plan - Water Treatment Building | TC/ EDGI/ PRO-0803/ Structural | I
TSD1962 | 30-003-01 | Floor Plan - Electrical Building | TC/ EDGI/ PRO-0803/ Structural | I
TSD1963 | 30-004-01 | Floor Plan - Package Boiler Shed | TC/ EDGI/ PRO-0803/ Structural | I
TSD1964 | 30-005-01 | Floor Plan - HFO/DFO/Treatment Shed | TC/ EDGI/ PRO-0803/ Structural | I
TSD1965 | 30-006-01 | Floor Plan - Fire Water Shed | TC/ EDGI/ PRO-0803/ Structural | I
TSD1966 | 30-007-01 | Floor Plan - Diesel Fuel Offload Shed | TC/ EDGI/ PRO-0803/ Structural | I
TSD1967 | 30-008-01 | Floor Plan - Guard Shack | TC/ EDGI/ PRO-0803/ Structural | I
TSD1968 | 30-009-01 | Floor Plan - Substation Building | TC/ EDGI/ PRO-0803/ Structural | I
TSD1969 | 00-002-01 | Legends, Symbols and Abbreviations - Mechanical | TC/ EDGI/ PRO-0803/ Mechanical | I
TSD1970 | 50-001-02 | Process Flow Diagram - GE 7B Gas Turbine, GTG 100 | TC/ EDGI/ PRO-0803/ Mechanical | I
TSD1971 | 50-001-03 | Process Flow Diagram - HFO & Dist. Fuel Oil Systems | TC/ EDGI/ PRO-0803/ Mechanical | I
TSD1972 | 50-001-04 | Process Flow Diagram - Water & Drain Systems | TC/ EDGI/ PRO-0803/ Mechanical | I
TSD1974 | 50-020-01 | Process & Instrumentation Diagram - Turbine Accessory Compart | TC/ EDGI/ PRO-0803/ Mechanical | I
TSD1975 | 50-020-02 | Process & Instrumentation Diagram - Turbine Accessory Compart | TC/ EDGI/ PRO-0803/ Mechanical | I
TSD1976 | 50-021-01 | Process & Instrumentation Diagram - Turbine Compartment | TC/ EDGI/ PRO-0803/ Mechanical | I
TSD1977 | 50-021-02 | Process & Instrumentation Diagram - Turbine Compartment | TC/ EDGI/ PRO-0803/ Mechanical | I
TSD1978 | 50-022-01 | Process & Instrumentation Diagram - GTG-100 Generator Conn | TC/ EDGI/ PRO-0803/ Mechanical | I
TSD1979 | 50-023-01 | Process & Instrumentation Diagram-GTG-100 CO2/Stack Skid Connections | TC/ EDGI/ PRO-0803/ Mechanical | I
TSD1980 | 50-023-02 | Process & Instrumentation Diagram-GTG-200 CO2/Stack Skid Connections | TC/ EDGI/ PRO-0803/ Mechanical | I
TSD1981 | 50-024-01 | Process & Instrumentation Diagram - Fuel System - Distillate | TC/ EDGI/ PRO-0803/ Mechanical | I
TSD1982 | 50-024-02 | Process & Instrumentation Diagram - Fuel System - Distillate | TC/ EDGI/ PRO-0803/ Mechanical | I
TSD1983 | 50-024-03 | Process & Instrumentation Diagram - Fuel System - Heavy Fuel | TC/ EDGI/ PRO-0803/ Mechanical | I
TSD1984 | 50-024-04 | Process & Instrumentation Diagram - Fuel System - Heavy Fuel | TC/ EDGI/ PRO-0803/ Mechanical | I
TSD1985 | 50-024-05 | Process & Instrumentation Diagram - Fuel System - Heavy Fuel | TC/ EDGI/ PRO-0803/ Mechanical | I
TSD1986 | 50-024-06 | Process & Instrumentation Diagram - Fuel System - Heavy Fuel | TC/ EDGI/ PRO-0803/ Mechanical | I
TSD1987 | 50-025-01 | Process & Instrumentation Diagram - Water System - Raw Water | TC/ EDGI/ PRO-0803/ Mechanical | I
TSD1988 | 50-025-02 | Process & Instrumentation Diagram -Water Syst - Water Treatment | TC/ EDGI/ PRO-0803/ Mechanical | I
TSD1989 | 50-025-03 | Process & Instrumentation Diagram -Water Syst - Water Treatment | TC/ EDGI/ PRO-0803/ Mechanical | I
TSD1990 | 50-025-04 | Process & Instrumentation Diagram -Water Syst - Water Treatment | TC/ EDGI/ PRO-0803/ Mechanical | I
TSD1991 | 50-025-05 | Process & Instrumentation Diag- Water System - Demin Water | TC/ EDGI/ PRO-0803/ Mechanical | I
TSD1992 | 50-025-06 | Process & Instrumentation Diag- Water System - Demin Water | TC/ EDGI/ PRO-0803/ Mechanical | I
TSD1993 | 50-025-07 | Process & Instrumentation Diag- Water System - Demin Water | TC/ EDGI/ PRO-0803/ Mechanical | I
TSD1995 | 50-026-01 | Process & Instrumentation Diagram - Service / Instrument Air | TC/ EDGI/ PRO-0803/ Mechanical | I
TSD1996 | 50-026-02 | Process & Instrumentation Diagram - Service Air | TC/ EDGI/ PRO-0803/ Mechanical | I
TSD1997 | 50-026-03 | Process & Instrumentation Diagram - Instrument Air | TC/ EDGI/ PRO-0803/ Mechanical | I
TSD1998 | 50-027-01 | Process & Instrumentation Diagram - Plant Drain Header | TC/ EDGI/ PRO-0803/ Mechanical | I
TSD1999 | 50-027-02 | Process & Instrumentation Diagram - Oil Water Separator System | TC/ EDGI/ PRO-0803/ Mechanical | I
TSD2002 | 50-028-01 | Process & Instrumentation Diagram - Fire Water System | TC/ EDGI/ PRO-0803/ Mechanical | I
TSD2003 | 50-029-01 | Process & Instrumentation Diagram - Interlock Schedule | TC/ EDGI/ PRO-0803/ Mechanical | I
TSD2004 | 60-001-01 | One Line Diagram - 115KV&15KV BUS GTG-100,GTG200 & STG-300 | TC/ EDGI/ PRO-0803/ Electrical/ 060-BOP | I
TSD2005 | 60-001-02 | One Line Diagram - 115KV&15KV BUS GTG-100,GTG200 & STG-301 | TC/ EDGI/ PRO-0803/ Electrical/ 060-BOP | I
TSD2006 | 60-003-01 | One Line Diagram - High Voltage Distribution BOP | TC/ EDGI/ PRO-0803/ Electrical/ 060-BOP | I
TSD2007 | 60-003-02 | One Line Diagram - Low Voltage Distribution DP-3 | TC/ EDGI/ PRO-0803/ Electrical/ 060-BOP | I
TSD2008 | 60-003-03 | One Line Diagram - LV Distribution MCC - Fuel | TC/ EDGI/ PRO-0803/ Electrical/ 060-BOP | I
TSD2009 | 60-021-01 | Three Line Diagram - 15 KV Distribution & Transformer T7 | TC/ EDGI/ PRO-0803/ Electrical/ 060-BOP | I
TSD2010 | 60-021-02 | Three Line Diagram - 480 Volt Distribution DP-3 & MCC | TC/ EDGI/ PRO-0803/ Electrical/ 060-BOP | I
TSD2011 | 60-032-01 | Equipment Diagram - GSU-1, 2 & 3 Transformer | TC/ EDGI/ PRO-0803/ Electrical/ 060-BOP | I
TSD2012 | 60-032-02 | Equipment Diagram - GSU-1, 2 & 3 Transformers NP | TC/ EDGI/ PRO-0803/ Electrical/ 060-BOP | I
TSD2013 | 60-033-01 | Equipment Diagram - 115 KV Bus SF6 Gas Breakers | TC/ EDGI/ PRO-0803/ Electrical/ 060-BOP | I
TSD2015 | 60-041-02 | Control Schematics-MCC-Fuel | TC/ EDGI/ PRO-0803/ Electrical/ 060-BOP | I
TSD2016 | 60-041-03 | Control Schematics-MCC-Fuel | TC/ EDGI/ PRO-0803/ Electrical/ 060-BOP | I
TSD2017 | 60-041-04 | Control Schematics-MCC-Fuel | TC/ EDGI/ PRO-0803/ Electrical/ 060-BOP | I
TSD2018 | 60-041-05 | Control Schematics-MCC-Fuel | TC/ EDGI/ PRO-0803/ Electrical/ 060-BOP | I
TSD2019 | 60-041-06 | Control Schematics-MCC-Fuel | TC/ EDGI/ PRO-0803/ Electrical/ 060-BOP | I
TSD2020 | 60-041-07 | Control Schematics-MCC-Fuel | TC/ EDGI/ PRO-0803/ Electrical/ 060-BOP | I
TSD2021 | 60-041-08 | Control Schematics-MCC-Fuel | TC/ EDGI/ PRO-0803/ Electrical/ 060-BOP | I
TSD2022 | 60-041-09 | Control Schematics-MCC-Fuel | TC/ EDGI/ PRO-0803/ Electrical/ 060-BOP | I
TSD2023 | 60-041-10 | Control Schematics-MCC-Fuel | TC/ EDGI/ PRO-0803/ Electrical/ 060-BOP | I
TSD2024 | 60-041-11 | Control Schematics-MCC-Fuel | TC/ EDGI/ PRO-0803/ Electrical/ 060-BOP | I
TSD2025 | 60-041-12 | Control Schematics-MCC Water | TC/ EDGI/ PRO-0803/ Electrical/ 060-BOP | I
TSD2026 | 60-041-13 | Control Schematics-MCC Water | TC/ EDGI/ PRO-0803/ Electrical/ 060-BOP | I
TSD2027 | 60-041-14 | Control Schematics-MCC Water | TC/ EDGI/ PRO-0803/ Electrical/ 060-BOP | I
TSD2028 | 60-041-15 | Control Schematics-MCC Water | TC/ EDGI/ PRO-0803/ Electrical/ 060-BOP | I
TSD2029 | 60-041-16 | Control Schematics-MCC Water | TC/ EDGI/ PRO-0803/ Electrical/ 060-BOP | I
TSD2030 | 60-042-03 | Control Schematics-387-3 GSU-3 | TC/ EDGI/ PRO-0803/ Electrical/ 060-BOP | I
TSD2036 | 60-100-01 | Electrical Key Location Plan | TC/ EDGI/ PRO-0803/ Electrical/ 060-BOP | I
TSD2037 | 9529-30301-07 | Flange C8 X 13.75 | TC/ HK/ GT Intake/ Vert Tran Assem/ Vert Trans Weldment | I
TSD2038 | 2047-000-100-01 to 04 | F7B Turbine Controls Assembly Details | TC/ ProEnergy/Controls | I-L
TSD2039 | 2047-001-150-01 | F7B Turbine Controls Control Wiring | TC/ ProEnergy/Controls | I-L
TSD2040 | 2047-001-151-01 to 03 | F7B Turbine Controls Control Wiring | TC/ ProEnergy/Controls | I-L
TSD2041 | 2047-000-120-01 to 02 | F7B Turbine Controls Network Connections | TC/ ProEnergy/Controls | I-L
TSD2042 | 61-047-01 | Equipment Drawing - HFO Forwarding Skid, JB-101 | TC/ EDGI/ PRO-0801/ Electrical/ 061-Unit 1 | I
TSD2043 | 2047-000-160-01 | F7B Turbine Controls Control Wiring | TC/ ProEnergy/Controls | I-L
TSD2044 | 2047-001-100-01 | F7B Turbine Controls Assembly Details | TC/ ProEnergy/Controls | I-L
TSD2045 | 2047-001-110-02 to 04 | F7B Turbine Controls Assembly Details | TC/ ProEnergy/Controls | I-L
TSD2046 | 62-047-01 | Equipment Drawing - HFO Forwarding Skid, JB-201 | TC/ EDGI/ PRO-0801/ Electrical/ 062-Unit 2 | I
TSD2047 | 62-047-02 | Equipment Drawing - Distillate Fuel Forwarding Skid, JB-202 | TC/ EDGI/ PRO-0801/ Electrical/ 062-Unit 2 | I
TSD2048 | 2047-001-130-01 | F7B Turbine Controls Power Distribution | TC/ ProEnergy/Controls | I-L
TSD2049 | 2047-001-131-01 | F7B Turbine Controls Power Distribution | TC/ ProEnergy/Controls | I-L
TSD2050 | 2047-001-141-01 to 04 | F7B Turbine Controls Control Wiring - DI | TC/ ProEnergy/Controls | I-L
TSD2051 | 61-047-02 | Equipment Drawing - Distillate Fuel Forwarding Skid, JB-102 | TC/ EDGI/ PRO-0801/ Electrical/ 061-Unit 1 | I
TSD2052 | 60-022-01 | Three Line Diagram - GSU-1 87-1 Relay/115KV Distribution | TC/ EDGI/ PRO-0803/ Electrical/ 060-BOP | I
TSD2053 | 60-022-02 | Three Line Diagram - GSU-2 87-2 Relay/115KV Distribution | TC/ EDGI/ PRO-0803/ Electrical/ 060-BOP | I
TSD2054 | 2047-001-142-01 to 06 | F7B Turbine Controls Control Wiring | TC/ ProEnergy/Controls | I-L
TSD2055 | 60-022-03 | Three Line Diagram - GSU-3 87-3 Relay/115KV Distribution | TC/ EDGI/ PRO-0803/ Electrical/ 060-BOP | I
TSD2056 | 60-022-04 | Three Line Diagram - 52L 87-4 Relay/115KV Distribution | TC/ EDGI/ PRO-0803/ Electrical/ 060-BOP | I
TSD2057 | 60-022-05 | Three Line Diagram - 52L 87-5 Relay/115KV Distribution | TC/ EDGI/ PRO-0803/ Electrical/ 060-BOP | I
TSD2058 | 60-022-06 | Three Line Diagram - 52L DM-1 Metering/115KV Distribution | TC/ EDGI/ PRO-0803/ Electrical/ 060-BOP | I
TSD2059 | 60-022-07 | Three Line Diagram - 52L DM-1 Metering/115KV Distribution | TC/ EDGI/ PRO-0803/ Electrical/ 060-BOP | I
TSD2060 | 2047-001-143-01 to 02 | F7B Turbine Controls Control Wiring - A1 | TC/ ProEnergy/Controls | I-L
TSD2061 | E1094 | Key Diagram - 440V Auxiliaries - Unit 2 - Part 1 | TC/ Lon C Hill/ Electrical Drawings | I-L
TSD2062 | 2047-001-144-01 | F7B Turbine Controls Control Wiring - AO | TC/ ProEnergy/Controls | I-L
TSD2063 | 2047-001-145-01 to 03 | F7B Turbine Controls Control Wiring | TC/ ProEnergy/Controls | I-L
TSD2064 | E1095 | Key Diagram - 440V Auxiliaries - Unit 2 - Part 2 | TC/ Lon C Hill/ Electrical Drawings | I-L
TSD2065 | E1091 | Single Line Diagram | TC/ Lon C Hill/ Electrical Drawings | I-L
TSD2066 | 2047-001-146-01 to 04 | F7B Turbine Controls Control Wiring | TC/ ProEnergy/Controls | I-L
TSD2067 | E1093 | Key Diagram - 2300V Auxiliaries | TC/ Lon C Hill/ Electrical Drawings | I-L
TSD2068 | 9529-DL-38800 | Intake Platform/Ladder Arrangement (Assembly List) | TC/ HK/ GT Intake System/ Intake Platform - Ladder Arrgmt | I
TSD2069 | 20-008-01 | Aux Transformers Foundation Plan, Sections and Details | TC/ EDGI/ PRO-0801/ Foundation | I
TSD2070 | 2047-001-147-01 to 02 | F7B Turbine Controls Control Wiring | TC/ ProEnergy/Controls | I-L
TSD2071 | 20-008-02 | Aux Transformers Foundation Reinforcing Bar Placing | TC/ EDGI/ PRO-0801/ Foundation | I
TSD2072 | 2047-001-148-01 | F7B Turbine Controls Control Wiring | TC/ ProEnergy/Controls | I-L
TSD2073 | 2047-001-149-01,02,04 | F7B Turbine Controls Control Wiring | TC/ ProEnergy/Controls | I-L
TSD2074 | 20-009-01 | Cooling Tower Foundation Plan and Section | TC/ EDGI/ PRO-0801/ Foundation | I
TSD2075 | 2047-002-100-01 | F7B Turbine Controls Assembly Detail | TC/ ProEnergy/Controls | I-L
TSD2076 | 2047-002-110-01 to 04 | F7B Turbine Controls Assembly Detail | TC/ ProEnergy/Controls | I-L
TSD2077 | 20-010-01 | Wash Water Tank Foundation Plan, Foundation Plan and Section | TC/ EDGI/ PRO-0801/ Foundation | I
TSD2080 | 2047-002-130-01 | F7B Turbine Controls Power Distribution | TC/ ProEnergy/Controls | I-L
TSD2081 | 2047-002-150-01 to 09 | F7B Turbine Controls Control Wiring | TC/ ProEnergy/Controls | I-L
TSD2082
TSD2083
TSD2084
TSD2085
TSD2086
TSD2087
TSD2088
TSD2089
TSD2090 | 2047-002-151-01 to 02 | F7B Turbine Controls Control Wiring | TC/ ProEnergy/Controls | I-L
TSD2091
TSD2092 | 2047-002-152-01 | F7B Turbine Controls Control Wiring | TC/ ProEnergy/Controls | I-L
TSD2093 | 2047-002-153-01 to 02 | F7B Turbine Controls Control Wiring | TC/ ProEnergy/Controls | I-L
TSD2094
TSD2095 | 3001-M-00-001-01 | Generator Base Location Data | TC/ ProEnergy/ ProEnergy (BTEC)/ Mechanical | I-L
TSD2096 | 3001-M-01-001-06 | General Arrangement | TC/ ProEnergy/ ProEnergy (BTEC)/ Mechanical | I-L
TSD2097 | 3001-M-01-002-01 | Shop Test Base Frame Hold Down And Stop Arrangement | TC/ ProEnergy/ ProEnergy (BTEC)/ Mechanical | I-L
TSD2098 | 3001-M-01-002-02 | Shop Test Base Frame Hold Down And Stop Arrangement | TC/ ProEnergy/ ProEnergy (BTEC)/ Mechanical | I-L
TSD2099 | 3001-M-01-002-03 | Shop Test Base Frame Hold Down And Stop Arrangement | TC/ ProEnergy/ ProEnergy (BTEC)/ Mechanical | I-L
TSD3000 | 3001-M-04-001-01 | Base, Generator | TC/ ProEnergy/ ProEnergy (BTEC)/ Mechanical | I-L
TSD3001 | 3001-M-04-001-1 to 6 | Base, Generator | TC/ ProEnergy/ ProEnergy (BTEC)/ Mechanical | I-L
TSD3002 | 3001-M-04-002-01 | Beam, Center, Base Generator | TC/ ProEnergy/ ProEnergy (BTEC)/ Mechanical | I-L
TSD3003 | 3001-M-04-003-01 | Beam, Side, Base Generator | TC/ ProEnergy/ ProEnergy (BTEC)/ Mechanical | I-L
TSD3004 | 3001-M-04-004-01 | Beam, Side, Base Generator | TC/ ProEnergy/ ProEnergy (BTEC)/ Mechanical | I-L
TSD3005 | 3001-M-04-005-01 | Air Duct, Collector Mount | TC/ ProEnergy/ ProEnergy (BTEC)/ Mechanical | I-L
TSD3006 | 3001-M-04-006-01 | Installation, Generator | TC/ ProEnergy/ ProEnergy (BTEC)/ Mechanical | I-L
TSD3007 | 3001-M-04-007-01 | Removable Side Wall, Turbine, Exhaust End, Left Side Refurbishment | TC/ ProEnergy/ ProEnergy (BTEC)/ Mechanical | I-L
TSD3008 | 3001-M-04-008-01 | Removable Side Wall, Turbine, Inlet End, Left Side, Refurbishment | TC/ ProEnergy/ ProEnergy (BTEC)/ Mechanical | I-L
TSD3009 | 3001-M-04-009-01 | Structure Side Walls, Turbine | TC/ ProEnergy/ ProEnergy (BTEC)/ Mechanical | I-L
TSD3010 | 3001-M-04-010-01 | Removable Roof, Turbine | TC/ ProEnergy/ ProEnergy (BTEC)/ Mechanical | I-L
TSD3011 | 3001-M-04-011-01 | Wall Structure, Side Load Compartment Module | TC/ ProEnergy/ ProEnergy (BTEC)/ Mechanical | I-L
TSD3012 | 3001-M-04-012-01 | Removable Roof Load Module | TC/ ProEnergy/ ProEnergy (BTEC)/ Mechanical | I-L
TSD3013a | 3001-M-04-013-01 | Removable Side Wall, Accessory Module, Inlet End, Right Side | TC/ ProEnergy/ ProEnergy (BTEC)/ Mechanical | I-L
TSD3013b | 3001-M-04-013-02 | Removable Side Wall, Accessory Module, Inlet End, Right Side | TC/ ProEnergy/ ProEnergy (BTEC)/ Mechanical | I-L
TSD3013c | 3001-M-04-013-03 | Removable Side Wall, Accessory Module, Inlet End, Right Side | TC/ ProEnergy/ ProEnergy (BTEC)/ Mechanical | I-L
TSD3013d | 3001-M-04-013-04 | Removable Side Wall, Accessory Module, Inlet End, Right Side | TC/ ProEnergy/ ProEnergy (BTEC)/ Mechanical | I-L
TSD3013e | 3001-M-04-013-05 | Removable Side Wall, Accessory Module, Inlet End, Right Side | TC/ ProEnergy/ ProEnergy (BTEC)/ Mechanical | I-L
TSD3014 | 3001-M-04-014-01 | Removable Side Wall, Accessory Module, Control End, Right Side | TC/ ProEnergy/ ProEnergy (BTEC)/ Mechanical | I-L
TSD3015a | 3001-M-04-015-01 | Accessory Module Wall Structure | TC/ ProEnergy/ ProEnergy (BTEC)/ Mechanical | I-L
TSD3015b | 3001-M-04-015-02 | Accessory Module Wall Structure | TC/ ProEnergy/ ProEnergy (BTEC)/ Mechanical | I-L
TSD3016 | 3001-M-04-017-1 to 4 | Removable Roof, Accessory Module | TC/ ProEnergy/ ProEnergy (BTEC)/ Mechanical | I-L
TSD3017 | 3001-M-04-018-1 to 2 | Pipe Spool, Bearing Lube Oil Supply, Generator Skid, Refurbishment | TC/ ProEnergy/ ProEnergy (BTEC)/ Mechanical | I-L
TSD3018 | 3001-M-04-019-1 to 2 | Pipe Spool, Bearing Lube Oil Supply, Generator Accessory Skid | TC/ ProEnergy/ ProEnergy (BTEC)/ Mechanical | I-L
TSD3019 | 3001-M-04-020-1 to 2 | Pipe Spool, Bearing Lube Oil Supply Generator Accessory Skid | TC/ ProEnergy/ ProEnergy (BTEC)/ Mechanical | I-L
TSD3020 | 3001-M-04-021-1 to 2 | Pipe Spool, Bearing Lube Oil Supply Generator Interface | TC/ ProEnergy/ ProEnergy (BTEC)/ Mechanical | I-L
TSD3021 | 3001-M-04-022-1 to 2 | Pipe Spool Bearing Lube Oil Supply Generator Interface | TC/ ProEnergy/ ProEnergy (BTEC)/ Mechanical | I-L
TSD3022 | 3001-M-04-023-1 to 2 | Pipe Spool, Bearing Lube Oil Supply, Generator Skid Refurbishment | TC/ ProEnergy/ ProEnergy (BTEC)/ Mechanical | I-L
TSD3023 | 3001-M-04-024-01 | Pipe Spool, Bearing Lube Oil Supply, Generator Skid Refurbishment | TC/ ProEnergy/ ProEnergy (BTEC)/ Mechanical | I-L
TSD3024 | 3001-M-04-024-02 | Pipe Spool, Bearing Lube Oil Supply, Generator Skid Refurbishment | TC/ ProEnergy/ ProEnergy (BTEC)/ Mechanical | I-L
TSD3025 | 3001-M-04-025-1 to 2 | Pipe Spool, Bearing Seal Oil Supply, Generator Accessory Skid | TC/ ProEnergy/ ProEnergy (BTEC)/ Mechanical | I-L
TSD3026 | 3001-M-04-026-1 to 2 | Pipe Spool, Bearing Seal Oil Supply, Generator Interface And Skid | TC/ ProEnergy/ ProEnergy (BTEC)/ Mechanical | I-L
TSD3027 | 3001-M-04-027-1 to 2 | Pipe Spool, Bearing Seal Oil Supply, Generator Interface | TC/ ProEnergy/ ProEnergy (BTEC)/ Mechanical | I-L
TSD3028 | 3001-M-04-028-1 to 2 | Pipe Spool, Bearing Seal Oil Supply, Generator Skid Replacement | TC/ ProEnergy/ ProEnergy (BTEC)/ Mechanical | I-L
TSD3029 | 3001-M-04-029-1 to 2 | Pipe Spool, Bearing Seal Oil Supply, Generator Skid | TC/ ProEnergy/ ProEnergy (BTEC)/ Mechanical | I-L
TSD3030 | 3001-M-04-030-1 to 2 | Pipe Spool, Bearing Lube Oil Drain, Generator Skid | TC/ ProEnergy/ ProEnergy (BTEC)/ Mechanical | I-L
TSD3031 | 3001-M-04-031-1 to 2 | Pipe Spool, Bearing Lube Oil Drain, Generator Skid | TC/ ProEnergy/ ProEnergy (BTEC)/ Mechanical | I-L
TSD3032 | 3001-M-04-032-1 to 2 | Pipe Spool, Bearing Lube Oil Drain, Generator Interface | TC/ ProEnergy/ ProEnergy (BTEC)/ Mechanical | I-L
TSD3033 | 3001-M-04-033-1 to 2 | Pipe Spool, Bearing Lube Oil Drain, Generator Accessory Skid And Interface | TC/ ProEnergy/ ProEnergy (BTEC)/ Mechanical | I-L
TSD3034 | 3001-M-04-034-1 to 2 | Pipe Spool, Bearing Lube Oil Drain, Generator Skid, Refurbishment | TC/ ProEnergy/ ProEnergy (BTEC)/ Mechanical | I-L
TSD3035 | 3001-M-04-035-1 to 2 | Pipe Spool, Bearing Lube Oil Drain, Generator Accessory Skid | TC/ ProEnergy/ ProEnergy (BTEC)/ Mechanical | I-L
TSD3036 | 3001-M-04-036-1 to 2 | Pipe Spool, Bearing Seal Oil Drain, Generator Skid Refurbishment | TC/ ProEnergy/ ProEnergy (BTEC)/ Mechanical | I-L
TSD3037 | 3001-M-04-037-1 to 2 | Pipe Spool, Bearing Seal Oil Drain, Generator Skid, Refurbishment | TC/ ProEnergy/ ProEnergy (BTEC)/ Mechanical | I-L
TSD3038 | 3001-M-04-038-1 to 2 | Pipe Spool, Bearing Seal Oil Drain, Generator Skid, Refurbishment | TC/ ProEnergy/ ProEnergy (BTEC)/ Mechanical | I-L
TSD3039 | 3001-M-04-039-1 to 2 | Pipe Spool, Bearing Seal Oil Drain, Generator Skid, Refurbishment | TC/ ProEnergy/ ProEnergy (BTEC)/ Mechanical | I-L
TSD3040 | 3001-M-04-040-1 to 2 | Pipe Spool, Bearing Seal Oil Drain, Generator Interface | TC/ ProEnergy/ ProEnergy (BTEC)/ Mechanical | I-L
TSD3041 | 3001-M-04-041-01 | Bearing Enlargement Can Exciter End | TC/ ProEnergy/ ProEnergy (BTEC)/ Mechanical | I-L
TSD3042 | 3001-M-04-042-1to 2 | Pipe Spool, Bearing Seal Oil Return, Generator Skid | TC/ ProEnergy/ ProEnergy (BTEC)/ Mechanical | I-L
TSD3043 | 3001-M-04-043-1to 2 | Pipe Seal, Bearing Seal Oil Return, Generator Accessory Skid | TC/ ProEnergy/ ProEnergy (BTEC)/ Mechanical | I-L
TSD3044 | 3001-M-04-044-1to 2 | Pipe Spool, Bearing Seal Oil Return, Generator Interface | TC/ ProEnergy/ ProEnergy (BTEC)/ Mechanical | I-L
TSD3045 | 3001-M-04-045-1to 2 | Pipe Spool, Bearing Seal Oil Drain To Trap, Generator Accessory Skid | TC/ ProEnergy/ ProEnergy (BTEC)/ Mechanical | I-L
TSD3046 | 3001-M-04-046-1to 2 | Pipe Spool Bearing Seal Oil Supply (Prefilter), Generator Acc Skid | TC/ ProEnergy/ ProEnergy (BTEC)/ Mechanical | I-L
TSD3047 | 3001-M-04-047-1to 2 | Pipe Spool, Bearing Seal Oil Supply, Generator Skid | TC/ ProEnergy/ ProEnergy (BTEC)/ Mechanical | I-L
TSD3048 | 3001-M-04-048-1to 2 | Pipe Spool, Bearing Seal Oil Supply, Generator Acc Skid | TC/ ProEnergy/ ProEnergy (BTEC)/ Mechanical | I-L
TSD3049 | 3001-M-04-049-1to 2 | Pipe Spool, Bearing Seal Oil Supply, Generator Acc Skid | TC/ ProEnergy/ ProEnergy (BTEC)/ Mechanical | I-L
TSD3050 | 3001-M-04-050-1to 2 | Pipe Spool, Bearing Seal Oil Supply, Generator Acc Skid | TC/ ProEnergy/ ProEnergy (BTEC)/ Mechanical | I-L
TSD3051 | 3001-M-04-051-1to 2 | Pipe Spool, Turning Gear Bearing Oil Return, Generator Skid | TC/ ProEnergy/ ProEnergy (BTEC)/ Mechanical | I-L
TSD3052 | 3001-M-04-052-1to 2 | Pipe Spool, Turning Gear Bearing Oil Return, Generator Interface | TC/ ProEnergy/ ProEnergy (BTEC)/ Mechanical | I-L
TSD3053 | 3001-M-04-053-1to 2 | Pipe Spool, Turning Gear Bearing Oil Return, Generator Acc Skid | TC/ ProEnergy/ ProEnergy (BTEC)/ Mechanical | I-L
TSD3054 | 3001-M-04-060-1to 4 | Base, Generator Lube And Seal Oil Skid | TC/ ProEnergy/ ProEnergy (BTEC)/ Mechanical | I-L
TSD3055 | 3001-M-04-061-1to 3 | Walkway, Arrangement And Installation, Refurbishment | TC/ ProEnergy/ ProEnergy (BTEC)/ Mechanical | I-L
TSD3056 | 3001-M-04-072-1to 4 | Stairs, Walkway Access | TC/ ProEnergy/ ProEnergy (BTEC)/ Mechanical | I-L
TSD3057 | 3001-M-04-086-01 | Modification, Collector Housing Generator Module | TC/ ProEnergy/ ProEnergy (BTEC)/ Mechanical | I-L
TSD3058 | 3001-M-04-090-1 to 2 | Skid, Gas Fuel Control | TC/ ProEnergy/ ProEnergy (BTEC)/ Mechanical | I-L
TSD3059 | 3001-M-04-091-1 to 2 | Piping, Gas Fuel Control | TC/ ProEnergy/ ProEnergy (BTEC)/ Mechanical | I-L
TSD3060 | 3001-M-04-092-1 to 3 | Base, Gas Fuel Control | TC/ ProEnergy/ ProEnergy (BTEC)/ Mechanical | I-L
TSD3061 | 3001-M-04-093-1 to 3 | Modification, Generator Lube Oil Tank | TC/ ProEnergy/ ProEnergy (BTEC)/ Mechanical | I-L
TSD3062 | 3001-M-04-095-01 | Lock Tab Bear Claw Washer | TC/ ProEnergy/ ProEnergy (BTEC)/ Mechanical | I-L
TSD3063 | 3001-M-04-096-1 to 3 | Turning Gear, Installation Refurbishment | TC/ ProEnergy/ ProEnergy (BTEC)/ Mechanical | I-L
TSD3064 | 3001-M-04-097-01 | Shim Plates, Turning Gear | TC/ ProEnergy/ ProEnergy (BTEC)/ Mechanical | I-L
TSD3065 | 3001-M-04-098-1 to 3 | Installation, Generator | TC/ ProEnergy/ ProEnergy (BTEC)/ Mechanical | I-L
TSD3066 | 3001-M-04-099-01 | Shim Plates, Generator Support | TC/ ProEnergy/ ProEnergy (BTEC)/ Mechanical | I-L
TSD3067 | 3001-M-04-100-1 to 4 | Pressure Gauge Panel Assembly | TC/ ProEnergy/ ProEnergy (BTEC)/ Mechanical | I-L
TSD3068 | 3001-M-04-101-01 | Shim Plates, Exciter Installation | TC/ ProEnergy/ ProEnergy (BTEC)/ Mechanical | I-L
TSD3069 | 3001-M-04-102-1 to 3 | Installation, Exciter | TC/ ProEnergy/ ProEnergy (BTEC)/ Mechanical | I-L
TSD3070 | 3001-M-04-103-1 to 4 | Installation Grout Damming, Test Facility | TC/ ProEnergy/ ProEnergy (BTEC)/ Mechanical | I-L
TSD3071
TSD3072 | 3001-M-04-104-1 to 2 | Lifting Diagram, Generator, Atb-2-64,000 Kva 13,800V | TC/ ProEnergy/ ProEnergy (BTEC)/ Mechanical | I-L
TSD3073
TSD3074 | 3001-M-04-106-1 to 2 | Pipe Spool, Hydrogen Cooler, Front Drive Side, Water Discharge | TC/ ProEnergy/ ProEnergy (BTEC)/ Mechanical | I-L
TSD3075 | 3001-M-04-107-1 to 2 | Pipe Spool, Hydrogen Cooler Front Drive Side, Water Supply | TC/ ProEnergy/ ProEnergy (BTEC)/ Mechanical | I-L
TSD3076 | 3001-M-04-108-1 to 2 | Pipe Spool, Hydrogen Cooler, Front Exciter Side, Water Discharge | TC/ ProEnergy/ ProEnergy (BTEC)/ Mechanical | I-L
TSD3077 | 3001-M-04-109-1 to 2 | Pipe Spool, Hydrogen Cooler Front Exciter Side, Water Supply | TC/ ProEnergy/ ProEnergy (BTEC)/ Mechanical | I-L
TSD3078 | 3001-M-04-110-1 to 2 | Pipe Spool, Hydrogen Cooler Back Drive Side Water Supply | TC/ ProEnergy/ ProEnergy (BTEC)/ Mechanical | I-L
TSD3079 | 3001-M-04-111-1 to 2 | Pipe Spool, Hydrogen Cooler, Back Drive Side, Water Discharge | TC/ ProEnergy/ ProEnergy (BTEC)/ Mechanical | I-L
TSD3080 | 3001-M-04-112-1 to 2 | Pipe Spool, Hydrogen Cooler Back Exciter Side, Water Discharge | TC/ ProEnergy/ ProEnergy (BTEC)/ Mechanical | I-L
TSD3081 | 3001-M-04-113-1 to 2 | Pipe Spool, Hydrogen Cooler Back Exciter Side, Water Supply | TC/ ProEnergy/ ProEnergy (BTEC)/ Mechanical | I-L
TSD3082 | 3001-M-04-114-1 to 2 | Installation, Cooling Piping | TC/ ProEnergy/ ProEnergy (BTEC)/ Mechanical | I-L
TSD3083 | 3001-M-04-115-01 | Shims, Bearing Horizontal | TC/ ProEnergy/ ProEnergy (BTEC)/ Mechanical | I-L
TSD3084 | 3001-M-04-116-01 | Shims, Bearing Horizontal | TC/ ProEnergy/ ProEnergy (BTEC)/ Mechanical | I-L
TSD3085 | 3001-M-04-117-01 | Modification Expansion Tank, Bearing Lube Oil, Refurbishment | TC/ ProEnergy/ ProEnergy (BTEC)/ Mechanical | I-L
TSD3086 | 3001-M-04-118-1 to 2 | Installation, Junction Boxes, Turbine Exhaust Gas Rtd, Refurbishment | TC/ ProEnergy/ ProEnergy (BTEC)/ Mechanical | I-L
TSD3087 | 3001-M-04-121-01 | Body Bolt, 1 1/2-8Un X 8.500 Position 7&8 Exhaust | TC/ ProEnergy/ ProEnergy (BTEC)/ Mechanical | I-L
TSD3088 | 3001-M-04-122-01 | Thrust Bearing Shims, Refurbishment | TC/ ProEnergy/ ProEnergy (BTEC)/ Mechanical | I-L
TSD3089 | 3001-M-04-123-1 to 2 | Fab Detail, Enclosure Door, Universal | TC/ ProEnergy/ ProEnergy (BTEC)/ Mechanical | I-L
TSD3090 | 3001-M-04-124-1 to 2 | Fab Detail Enclosure Door, Accessory, End | TC/ ProEnergy/ ProEnergy (BTEC)/ Mechanical | I-L
TSD3091 | 3001-M-04-125-1 to 2 | Fab Detail Enclosure Door Load Compartment | TC/ ProEnergy/ ProEnergy (BTEC)/ Mechanical | I-L
TSD3092 | 3001-M-04-126-1 to 2 | Fab Detail Turbine Supply Elbow | TC/ ProEnergy/ ProEnergy (BTEC)/ Mechanical | I-L
TSD3093 | 3001-M-04-127-1 to 4 | Fab Detail, Cooling & Sealing Air Exhaust Induct | TC/ ProEnergy/ ProEnergy (BTEC)/ Mechanical | I-L
TSD3094 | 3001-M-04-128-1 to 2 | Fab Detail, Exciter Supply Transition Duct | TC/ ProEnergy/ ProEnergy (BTEC)/ Mechanical | I-L
TSD3095 | 3001-M-04-129-1 to 2 | Fab Detail, Turbine Room Supply Turning Duct | TC/ ProEnergy/ ProEnergy (BTEC)/ Mechanical | I-L
TSD3096 | 3001-M-04-130-1 to 2 | Fab Detail, End Wall, Load Compartment | TC/ ProEnergy/ ProEnergy (BTEC)/ Mechanical | I-L
TSD3097 | 3001-M-04-131-1 to 2 | Fab Detail, Gas Fuel Manifold | TC/ ProEnergy/ ProEnergy (BTEC)/ Mechanical | I-L
TSD3098 | 3001-M-04-132-01 | Torque Nut, 1 1/2-8Un | TC/ ProEnergy/ ProEnergy (BTEC)/ Mechanical | I-L
TSD3099 | 3001-M-04-133-01 | Dowel, Compressor Discharge Casing | TC/ ProEnergy/ ProEnergy (BTEC)/ Mechanical | I-L
TSD3100 | 3001-M-04-134-01 | Body Bolt, 1 1/2-8Un X2.50 | TC/ ProEnergy/ ProEnergy (BTEC)/ Mechanical | I-L
TSD3101 | 3001-M-04-135-01 | Adapter, Thermocouple Extension | TC/ ProEnergy/ ProEnergy (BTEC)/ Mechanical | I-L
TSD3102 | 3001-M-04-136-01 | Body Bolt, 1 1/2-8Un X 8.500 Position 7&8 Exhaust | TC/ ProEnergy/ ProEnergy (BTEC)/ Mechanical | I-L
TSD3103 | 3001-M-04-137-01 | Body Bolt 1 3/4-8Unc X 3.38 | TC/ ProEnergy/ ProEnergy (BTEC)/ Mechanical | I-L
TSD3104 | 3001-M-04-138-01 | Torque Nut, 1 3/4-8Un | TC/ ProEnergy/ ProEnergy (BTEC)/ Mechanical | I-L
TSD3105 | 3001-M-04-139-1 to 2 | Fab Detail, Float Trap/Drain Generator Lube And Seal Oil | TC/ ProEnergy/ ProEnergy (BTEC)/ Mechanical | I-L
TSD3106 | 3001-M-04-140-1 to 4 | Fab Detail, Cooling Water Piping, Turbine Water Legs | TC/ ProEnergy/ ProEnergy (BTEC)/ Mechanical | I-L
TSD3107 | 3001-M-04-141-1 to 2 | Enclosure Assembly, Exciter/Turning Gear | TC/ ProEnergy/ ProEnergy (BTEC)/ Mechanical | I-L
TSD3108 | 3001-M-04-142-1 to 4 | Enclosure Roof, Exciter Turning Gear | TC/ ProEnergy/ ProEnergy (BTEC)/ Mechanical | I-L
TSD3109 | 3001-M-04-143-1 to 6 | Enclosure Side Walls, Exciter/Turning Gear | TC/ ProEnergy/ ProEnergy (BTEC)/ Mechanical | I-L
TSD3110 | 3001-M-04-144-1 to 3 | Enclosure, Removable End Wall, Exciter/Turning Gear | TC/ ProEnergy/ ProEnergy (BTEC)/ Mechanical | I-L
TSD3111 | 3001-M-04-145-01 | Body Bolt, 1 1/2-8Un X 11.00 Turbine Casing Position #6 | TC/ ProEnergy/ ProEnergy (BTEC)/ Mechanical | I-L
TSD3112 | 3001-M-04-146-1 to 2 | Fire Plug, Refurbishment | TC/ ProEnergy/ ProEnergy (BTEC)/ Mechanical | I-L
TSD3113 | 3001-M-04-147-1 to 5 | Gas Turbine Shop Run Temp Inlet Air Screw | TC/ ProEnergy/ ProEnergy (BTEC)/ Mechanical | I-L
TSD3114 | 3001-M-04-148-1 to 3 | Expansion Joint, Air Filter/Inlet Plenum | TC/ ProEnergy/ ProEnergy (BTEC)/ Mechanical | I-L
TSD3115 | 3001-M-04-150-01 | Retaining Plug | TC/ ProEnergy/ ProEnergy (BTEC)/ Mechanical | I-L
TSD3116 | 3001-M-04-151-1 to 2 | Expansion Joint, Bleed Air Exhaust | TC/ ProEnergy/ ProEnergy (BTEC)/ Mechanical | I-L
TSD3117 | 3001-M-04-152-01 | Modification, Instrument, Insertion Hole | TC/ ProEnergy/ ProEnergy (BTEC)/ Mechanical | I-L
TSD3118 | 3001-M-04-153-1 to 2 | Installation Pipe, Generator Supply And Drain Nozzle | TC/ ProEnergy/ ProEnergy (BTEC)/ Mechanical | I-L
TSD3119 | 3001-M-04-154-1 to 3 | Pipe, Vapor Extraction, Generator Lube Oil And Seal Oil Tank | TC/ ProEnergy/ ProEnergy (BTEC)/ Mechanical | I-L
TSD3120 | 3001-M-04-155-1 to 2 | Seal Housing Flange, Lower | TC/ ProEnergy/ ProEnergy (BTEC)/ Mechanical | I-L
TSD3121 | 3001-M-04-156-1 to 2 | Seal Housing, Upper | TC/ ProEnergy/ ProEnergy (BTEC)/ Mechanical | I-L
TSD3122 | 3001-M-04-157-1 to 2 | Seal Flange, Upper | TC/ ProEnergy/ ProEnergy (BTEC)/ Mechanical | I-L
TSD3123 | 3001-M-04-158-1 to 2 | Hydrogen Skid, General Arrangement | TC/ ProEnergy/ ProEnergy (BTEC)/ Mechanical | I-L
TSD3124 | 3001-M-04-159-1 to 3 | Base/Support, Hydrogen Skid | TC/ ProEnergy/ ProEnergy (BTEC)/ Mechanical | I-L
TSD3125 | 3001-M-04-160-1 to 2 | Panel/Enclosure, Hydrogen Assembly And Modification | TC/ ProEnergy/ ProEnergy (BTEC)/ Mechanical | I-L
TSD3126
TSD3127 | 3001-M-04-161-01 | Bracket/Pipe Support, Hydrogen Skid | TC/ ProEnergy/ ProEnergy (BTEC)/ Mechanical | I-L
TSD3128 | 3001-M-04-162-01 | Pipe Spool, O/L H2 And Co2 Control Valves | TC/ ProEnergy/ ProEnergy (BTEC)/ Mechanical | I-L
TSD3129 | 3001-M-04-166-1 to 2 | Piping, Gas Fuel Control | TC/ ProEnergy/ ProEnergy (BTEC)/ Mechanical | I-L
TSD3130 | 3001-M-04-167-1 to 3 | Base Structure, Gas Fuel Control | TC/ ProEnergy/ ProEnergy (BTEC)/ Mechanical | I-L
TSD3131 | 3001-M-04-168-01 | Alignment Diagram, Wire Alignment Diagram | TC/ ProEnergy/ ProEnergy (BTEC)/ Mechanical | I-L
TSD3132 | 3001-M-04-168-02 | Alignment Diagram Nozzle Alignment Diagram | TC/ ProEnergy/ ProEnergy (BTEC)/ Mechanical | I-L
TSD3133 | 3001-M-04-168-03 | Alignment Diagram - Clearance Alignment Diagram | TC/ ProEnergy/ ProEnergy (BTEC)/ Mechanical | I-L
TSD3134 | 3001-M-04-169-1 to 4 | Turbine Lube Oil Detail, Cooler Water Channels | TC/ ProEnergy/ ProEnergy (BTEC)/ Mechanical | I-L
TSD3135 | 3001-M-04-170-1 to 2 | Turbine Lube Oil Interconnect-Piping, Cooler Water Channels | TC/ ProEnergy/ ProEnergy (BTEC)/ Mechanical | I-L
TSD3136 | 3001-M-04-171-1 to 3 | Generator Lube Oil/Seal Oil Detail Cooling Water Supply/Return Skid Piping | TC/ ProEnergy/ ProEnergy (BTEC)/ Mechanical | I-L
TSD3137 | 3001-M-04-172-1 to 2 | Exciter Filter Box | TC/ ProEnergy/ ProEnergy (BTEC)/ Mechanical | I-L
TSD3138 | 3001-M-04-173-04 | Gas Turbine Multi-Lift Shop Rotor Lifting Bar | TC/ ProEnergy/ ProEnergy (BTEC)/ Mechanical | I-L
TSD3139 | 3001-M-04-175-01 | Repair Component For 7B Wheel Space Thermo Couples | TC/ ProEnergy/ ProEnergy (BTEC)/ Mechanical | I-L
TSD3140 | 3001-M-04-176-01 | Body Bolt, 1 1/2-8Un X 7.562 Position #4 Cdc | TC/ ProEnergy/ ProEnergy (BTEC)/ Mechanical | I-L
TSD3141 | 3001-M-04-177-1 to 2 | Turbine Lube Oil Interconnect-Piping, Cooler Water Channels | TC/ ProEnergy/ ProEnergy (BTEC)/ Mechanical | I-L
TSD3142 | 3001-M-04-178-1 to 2 | Turbine Lube Oil Bearing Header Cooler Water Channels | TC/ ProEnergy/ ProEnergy (BTEC)/ Mechanical | I-L
TSD3143 | 20-004-04 | Combustion Turbine Generator - Foundation Sections Unit 200 | TC/ EDGI/ PRO-0801/ Foundation | I
TSD3143 | 3001-M-04-179-1 to 6 | Door & Window Fabrication Details (PCM) | TC/ ProEnergy/ ProEnergy (BTEC)/ Mechanical | I-L
TSD3144 | 20-004-05 | Combustion Turb Generator - Anchor Bolt and Embed Plan Unit 200 | TC/ EDGI/ PRO-0801/ Foundation | I
TSD3144 | 3001-M-04-180-1 to10 | Roof Fabrication Details (PCM) | TC/ ProEnergy/ ProEnergy (BTEC)/ Mechanical | I-L
TSD3145 | 20-005-01 | Inlet and Exhaust - Foundation and Anchor Bolt Plan Unit 200 | TC/ EDGI/ PRO-0801/ Foundation | I
TSD3145 | 3001-M-04-181-1 to 2 | Exhaust Fan Installation Details (PCM) | TC/ ProEnergy/ ProEnergy (BTEC)/ Mechanical | I-L
TSD3146 | E58 | Gen Bus Duct Connect to Transformers - Plan - Unit 2 | TC/ Lon C Hill/ Electrical Drawings | I-L
TSD3146 | 20-005-02 | Inlet and Exhaust - Foundation Sections Unit 200 | TC/ EDGI/ PRO-0801/ Foundation | I
TSD3146b | C11290-100 (2) | Baldor-Motor specifications to blower on oil vent eliminator skid (demister) | TC/ Mftr's Lit/ Oil System | I
TSD3146a | 9529-40201-03 | Flange Plate | HK/ GT Exhaust System/ 40200 Inlet Trans/ Casing & Weld | I
TSD3147 | E59 | Gen Bus Duct Connect to Transformers - Sections - Unit 2 | TC/ Lon C Hill/ Electrical Drawings | I-L
TSD3147 | 20-006-01 | Combustion Turbine Generator - Off Base Equip Foundation Plans | TC/ EDGI/ PRO-0801/ Foundation | I
TSD3147a | 00-004-01 | Combustion Turbine Generator - Structural General Notes | TC/ EDGI/ PRO-0801/ Structural | I
TSD3147b | 9529-40701-14 | Flange Plate | TC/ HK/ GT Exhaust Sys/ Trans Assem/ Casing & Stud Weldmt | I
TSD3148 | E60 | Conduit & Electrical Equip- Turbine Room - Plan - Unit 2 | TC/ Lon C Hill/ Electrical Drawings | I-L
TSD3148 | 20-006-02 | Combustion Turbine Generator - Off Base Equip Foundation Plans | TC/ EDGI/ PRO-0801/ Foundation | I
TSD3148a | 00-004-02 | Combustion Turbine Generator - Standard Concrete Details | TC/ EDGI/ PRO-0801/ Structural | I
TSD3148b | 9529-40701-15 | Flange Plate | TC/ HK/ GT Exhaust Sys/ Trans Assem/ Casing & Stud Weldmt | I
TSD3149 | E61 | Conduit & Electrical Equip- Turbine Room - Sections - Unit 2 | TC/ Lon C Hill/ Electrical Drawings | I-L
TSD3149 | 20-006-03 | Combustion Turbine Generator - Off Base Equip Foundation Plans | TC/ EDGI/ PRO-0801/ Foundation | I
TSD3149a | 00-005-01 | Legend, Symbols & Abbreviations - Instrumentation | TC/ EDGI/ PRO-0801/ Instrumentation & Control | I
TSD3150 | 20-007-01 | Step-Up Transformer 100/200 - Foundation Plan and Details | TC/ EDGI/ PRO-0801/ Foundation | I
TSD3150a | 50-026-02 | Processing and Instrumentation Diagram | TC/ EDGI/ PRO-0801/ Mechanical/ 050-BOP | I
TSD3151 | 61-031-01 | Power Distribution Center PDC100, F7B Turbine Pkg GTG-100 | TC/ EDGI/ PRO-0801/ Electrical/ 061-Unit 1 | I
TSD3152a | 50-026-05 | Processing and Instrumentation Diagram | TC/ EDGI/ PRO-0801/ Mechanical/ 050-BOP | I
TSD3152 | 61-031-02 | Power Distribution Center PDC100 - Frame F7B Turb Pkg GTG-100 | TC/ EDGI/ PRO-0801/ Electrical/ 061-Unit 1 | I
TSD3153a | 50-100-01 | Key Piping Plot Plan | TC/ EDGI/ PRO-0801/ Mechanical/ 050-BOP | I
TSD3153b | 62-031-01 | Power Distribution Center PDC200 - F7B Turb Pkg GTG-200 | TC/ EDGI/ PRO-0801/ Electrical/ 062-Unit 2 | I
TSD3153 | 3001-M-02-300-01 | P&ID Information, Legend | TC/ ProEnergy/ ProEnergy (BTEC)/ P&ID | I-L
TSD3154a | 62-031-02 | Power Distribution Center PDC200 - F7B Turb Pkg GTG-200 | TC/ EDGI/ PRO-0801/ Electrical/ 062-Unit 2 | I
TSD3154 | 3001-M-02-300-02 | P&ID Information, Connection Schedule | TC/ ProEnergy/ ProEnergy (BTEC)/ P&ID | I-L
TSD3155 | 62-042-02 | Equipment Drawing - 7.5 HP 125VDC Starter GTG-201 | TC/ EDGI/ PRO-0801/ Electrical/ 062-Unit 2 | I
TSD3156a | 51-023-01 | Process & Instrumentation Diagram - Cooling Water Skid, GTG-100 | TC/ EDGI/ PRO-0801/ Mechanical/ 051-Unit 1 | I
TSD3156b | 62-044-01 | Control Diag- 4160 V 900 HP MCC-2 -Frame 7B Turb Pkg GTG-200 | TC/ EDGI/ PRO-0801/ Electrical/ 062-Unit 2 | I
TSD3156 | 3001-M-02-300-03 | P&ID, Information, Nameplates And Dogtags | TC/ ProEnergy/ ProEnergy (BTEC)/ P&ID | I-L
TSD3157a | 51-024-01 | Process & Instrumentation Diag- Fuel Oil Selection Skid Unit 100 | TC/ EDGI/ PRO-0801/ Mechanical/ 051-Unit 1 | I
TSD3157b | 62-044-02 | Control Diag- 4160 V 500 HP MCC-2 -Frame 7B Turb Pkg GTG-200 | TC/ EDGI/ PRO-0801/ Electrical/ 062-Unit 2 | I
TSD3157 | 3001-M-02-300-04 | P&ID, Information, Nameplates And Dogtags | TC/ ProEnergy/ ProEnergy (BTEC)/ P&ID | I-L
TSD3158a | 51-025-01 | Process & Instrumentation Diag- GTG-100 Atomizing Air Cooling | TC/ EDGI/ PRO-0801/ Mechanical/ 051-Unit 1 | I
TSD3158 | 1162e01 | FS-7B Exhaust Plemum, Wing and Cowl | TC/ ProEnergy/ ProEnergy (BTEC)/ Mechanical | I-L
TSD3159a | 51-026-01 | Process & Instrum Diag - GTG-100 - Accessory Compart Connect | TC/ EDGI/ PRO-0801/ Mechanical/ 051-Unit 1 | I
TSD3159b | 9529-38800 | Intake Platform/Ladder Arrangement | TC/ HK/ GT Intake Sys/ Intake Platform - Ladder Arrgmt | I
TSD3159 | 3001-M-02-301-01 | P&ID Hydraulic System | TC/ ProEnergy/ ProEnergy (BTEC)/ P&ID | I-L
TSD3160a | 51-027-01 | Process & Instrum Diagram - GTG-100 - Turbine Compart Connect | TC/ EDGI/ PRO-0801/ Mechanical/ 051-Unit 1 | I
TSD3160b | 9529-38810 | Platform Weldment | TC/ HK/ GT Intake Sys/ Intake Platform - Ladder Arrgmt | I
TSD3160 | 3001-M-02-301-02 | P&ID Hydraulic System | TC/ ProEnergy/ ProEnergy (BTEC)/ P&ID | I-L
TSD3161a | 51-028-01 | Process & Instrumentation Diag- GTG-100 - Generator Connect | TC/ EDGI/ PRO-0801/ Mechanical/ 051-Unit 1 | I
TSD3161b | 9529-38810-01 | Angle L6 X 3 1/2 X 3/8 | TC/ HK/ GT Intake Sys/ Intake Platform - Ladder Arrgmt | I
TSD3161 | 3001-M-02-301-03 | P&ID Hydraulic System | TC/ ProEnergy/ ProEnergy (BTEC)/ P&ID | I-L
TSD3162a | 51-029-01 | Process & Instrumentation Diag - GTG-100 - CO2 Skid Connect | TC/ EDGI/ PRO-0801/ Mechanical/ 051-Unit 1 | I
TSD3162b | 9529-38810-03 | Angle L6 X 3 1/2 X 3/8 | TC/ HK/ GT Intake Sys/ Intake Platform - Ladder Arrgmt | I
TSD3162 | 3001-M-02-301-04 | P&ID Hydraulic System | TC/ ProEnergy/ ProEnergy (BTEC)/ P&ID | I-L
TSD3163a | 9529-38810-04 | Channel C6 X 8.2 | TC/ HK/ GT Intake Sys/ Intake Platform - Ladder Arrgmt | I
TSD3163 | 3001-M-02-302-01 | P&ID Starting Means | TC/ ProEnergy/ ProEnergy (BTEC)/ P&ID | I-L
TSD3164a | 9529-38810-07 | Angle L6 X 3 1/2 X 3/8 | TC/ HK/ GT Intake Sys/ Intake Platform - Ladder Arrgmt | I
TSD3164 | 3001-M-02-302-02 | P&ID Starting Means | TC/ ProEnergy/ ProEnergy (BTEC)/ P&ID | I-L
TSD3165a | 52-023-01 | Process & Instrumentation Diagram - Cooling Water Skid, GTG-200 | TC/ EDGI/ PRO-0801/ Mechanical/ 052-Unit 2 | I
TSD3165b | 9529-38820 | Handrail Weldment | TC/ HK/ GT Intake Sys/ Intake Platform - Ladder Arrgmt | I
TSD3165 | 3001-M-02-303-01 | P&ID Cooling And Sealing Air | TC/ ProEnergy/ ProEnergy (BTEC)/ P&ID | I-L
TSD3166a | 52-024-01 | Process & Instrumentation Diag- Fuel Oil Selection Skid Unit 200 | TC/ EDGI/ PRO-0801/ Mechanical/ 052-Unit 2 | I
TSD3166b | 9529-38830 | Handrail Weldment | TC/ HK/ GT Intake Sys/ Intake Platform - Ladder Arrgmt | I
TSD3166 | 3001-M-02-303-02 | P&ID Cooling And Sealing Air | TC/ ProEnergy/ ProEnergy (BTEC)/ P&ID | I-L
TSD3167a | 52-025-01 | Process & Instrumentation Diagram - GTG-200 Atomizing Air | TC/ EDGI/ PRO-0801/ Mechanical/ 052-Unit 2 | I
TSD3167b | 9529-38840 | Flare Access/Step Thru Ladder Weldment/Assembly | TC/ HK/ GT Intake Sys/ Intake Platform - Ladder Arrgmt | I
TSD3167 | 3001-M-02-304-01 | P&ID Cooling Water | TC/ ProEnergy/ ProEnergy (BTEC)/ P&ID | I-L
TSD3168a | 52-026-01 | Process & Instrumen Diag- GTG-200 Accessory Compart Conn | TC/ EDGI/ PRO-0801/ Mechanical/ 052-Unit 2 | I
TSD3168 | 3001-M-02-304-02 | P&ID Cooling Water | TC/ ProEnergy/ ProEnergy (BTEC)/ P&ID | I-L
TSD3169a | 52-027-01 | Process & Instrumentation Diagram - GTG-200 Turb Compart Conn | TC/ EDGI/ PRO-0801/ Mechanical/ 052-Unit 2 | I
TSD3169 | 3001-M-02-304-03 | P&ID Cooling Water | TC/ ProEnergy/ ProEnergy (BTEC)/ P&ID | I-L
TSD3170a | 52-028-01 | Process & Instrumentation Diagram- GTG-200 Generator Conn | TC/ EDGI/ PRO-0801/ Mechanical/ 052-Unit 2 | I
TSD3170 | 3001-M-02-304-04 | P&ID Cooling Water | TC/ ProEnergy/ ProEnergy (BTEC)/ P&ID | I-L
TSD3171a | 52-029-01 | Process & Instrumentation Diagram- GTG-200 CO2 Skid Conn | TC/ EDGI/ PRO-0801/ Mechanical/ 052-Unit 2 | I
TSD3171b | 9529-050 | G.T. Intake System - Installation Notes | TC/ HK/ GT Intake System/ General Assembly | I
TSD3171 | 3001-M-02-305-01 | P&ID Water Wash System | TC/ ProEnergy/ ProEnergy (BTEC)/ P&ID | I-L
TSD3172a | 53-021-01 | Process & Instrumentation Diag - Wash Water Skid, GTG 100/200 | TC/ EDGI/ PRO-0801/ Mechanical/ 053-Water Process | I
TSD3172b | 9529-051 | Support Steel Installation | TC/ HK/ GT Intake System/ General Assembly | I
TSD3172 | 3001-M-02-305-02 | P&ID Water Wash System | TC/ ProEnergy/ ProEnergy (BTEC)/ P&ID | I-L
TSD3173a | 53-022-01 | Process & Instrumentation Diagram - Cooling Water System | TC/ EDGI/ PRO-0801/ Mechanical/ 053-Water Process | I
TSD3173b | 9529-052 | Filterhouse Support Steel Installation | TC/ HK/ GT Intake System/ General Assembly | I
TSD3173 | 3001-M-02-306-01 | P&ID Ventilation System | TC/ ProEnergy/ ProEnergy (BTEC)/ P&ID | I-L
TSD3174a | 53-023-01 | Process Flow Diagram - Boiler | TC/ EDGI/ PRO-0801/ Mechanical/ 053-Water Process | I
TSD3174b | 9529-053 | Intake System Installation | TC/ HK/ GT Intake System/ General Assembly | I
TSD3174 | 3001-M-02-306-02 | P&ID Ventilation System | TC/ ProEnergy/ ProEnergy (BTEC)/ P&ID | I-L
TSD3175a | 53-023-02 | Process Flow Diagram - Dearator | TC/ EDGI/ PRO-0801/ Mechanical/ 053-Water Process | I
TSD3175b | 9529-080 | 30300/30400 Installation Rigging Diagram | TC/ HK/ GT Intake System/ General Assembly | I
TSD3175 | 3001-M-02-306-03 | P&ID Ventilation System | TC/ ProEnergy/ ProEnergy (BTEC)/ P&ID | I-L
TSD3176a | 53-024-01 | Process & Instrumentation Diagram - HFO Treatment | TC/ EDGI/ PRO-0801/ Mechanical/ 053-Water Process | I
TSD3176b | 9529-081 | 30500/30601 Installation Rigging Diagram | TC/ HK/ GT Intake System/ General Assembly | I
TSD3176 | 3001-M-02-306-04 | P&ID Ventilation System | TC/ ProEnergy/ ProEnergy (BTEC)/ P&ID | I-L
TSD3177a | 20-001-01 | Foundation Location Plan | TC/ EDGI/ PRO-0801/ Foundation | I
TSD3177b | 53-024-02 | Process & Instrumentation Diagram - HFO Treatment | TC/ EDGI/ PRO-0801/ Mechanical/ 053-Water Process | I
TSD3177 | 3001-M-02-307-01 | P&ID Fire Protection System | TC/ ProEnergy/ ProEnergy (BTEC)/ P&ID | I-L
TSD3178a | 20-002-07 | Combustion Turb Generator - Bottom Reinforcing Bar Plan Unit 100 | TC/ EDGI/ PRO-0801/ Foundation | I
TSD3178 | 3001-M-02-308-01 | P&ID Generator Lube And Seal Oil | TC/ ProEnergy/ ProEnergy (BTEC)/ P&ID | I-L
TSD3179a | 20-002-08 | Combustion Turbine Generator - Reinforcing Bar Schedule Unit 100 | TC/ EDGI/ PRO-0801/ Foundation | I
TSD3179 | 3001-M-02-308-02 | P&ID Generator Lube And Seal Oil | TC/ ProEnergy/ ProEnergy (BTEC)/ P&ID | I-L
TSD3180a | 20-004-06 | Combustion Turbine Generator - Top Reinforcing Bar Plan Unit 200 | TC/ EDGI/ PRO-0801/ Foundation | I
TSD3180 | 3001-M-02-308-03 | P&ID Generator Lube And Seal Oil | TC/ ProEnergy/ ProEnergy (BTEC)/ P&ID | I-L
TSD3181a | 20-004-07 | Combustion Turb Generator - Bottom Reinforcing Bar Plan Unit 200 | TC/ EDGI/ PRO-0801/ Foundation | I
TSD3181b | 60-185-01 | Electrical Details - Grounding | TC/ EDGI/ PRO-0801/ Electrical/ 060-BOP | I
TSD3181 | 3001-M-02-308-04 | P&ID Generator Lube And Seal Oil | TC/ ProEnergy/ ProEnergy (BTEC)/ P&ID | I-L
TSD3182a | 20-004-08 | Combustion Turbine Generator - Reinforcing Bar Schedule Unit 200 | TC/ EDGI/ PRO-0801/ Foundation | I
TSD3182b | 60-185-02 | Electrical Details - Grounding | TC/ EDGI/ PRO-0801/ Electrical/ 060-BOP | I
TSD3182 | 3001-M-02-308-05 | P&ID Generator Lube And Seal Oil | TC/ ProEnergy/ ProEnergy (BTEC)/ P&ID | I-L
TSD3183b | 60-185-03 | Electrical Details - Grounding | TC/ EDGI/ PRO-0801/ Electrical/ 060-BOP | I
TSD3183a | 3084112 | Process Control Schematic | TC/ Atomizing Air System | I
TSD3183 | 3001-M-02-309-01 | P&ID Hydrogen Seal Panel | TC/ ProEnergy/ ProEnergy (BTEC)/ P&ID | I-L
TSD3184b | 60-186-01 | Electrical Details - Bus Hardware | TC/ EDGI/ PRO-0801/ Electrical/ 060-BOP | I
TSD3184a | 3084113 | Lube Oil System Schematic | TC/ Atomizing Air System | I
TSD3184 | 3001-M-02-310-01 | P&ID Turbine Lube Oil System | TC/ ProEnergy/ ProEnergy (BTEC)/ P&ID | I-L
TSD3185b | 60-187-01 | Electrical Details - Cable Tray | TC/ EDGI/ PRO-0801/ Electrical/ 060-BOP | I
TSD3185a | 3084114 | Wiring Diagram | TC/ Atomizing Air System | I
TSD3185 | 3001-M-02-310-02 | P&ID Turbine Lube Oil System | TC/ ProEnergy/ ProEnergy (BTEC)/ P&ID | I-L
TSD3186 | 3001-M-02-310-03 | P&ID Turbine Lube Oil System | TC/ ProEnergy/ ProEnergy (BTEC)/ P&ID | I-L
TSD3187 | 3001-M-02-310-04 | P&ID Turbine Lube Oil System | TC/ ProEnergy/ ProEnergy (BTEC)/ P&ID | I-L
TSD3188a | 9529-40301-03 | Clamping Bar Plate | TC/ HK/ GT Exhaust System | I
TSD3188 | 3001-M-02-311-01 | P&ID Gas Fuel System | TC/ ProEnergy/ ProEnergy (BTEC)/ P&ID | I-L
TSD3189a | 9529-40301-02 | Clamping Bar Plate | TC/ HK/ GT Exhaust System | I
TSD3189 | 3001-M-02-311-02 | P&ID Gas Fuel System | TC/ ProEnergy/ ProEnergy (BTEC)/ P&ID | I-L
TSD3190a | GTR444-29603-1 | Resistor, Grounding Transformer | TC/ Mftr's Lit/ GE PowerVac Swgr/ Drawings | I
TSD3190 | 3001-M-02-313-01 | P&ID Control Devices | TC/ ProEnergy/ ProEnergy (BTEC)/ P&ID | I-L
TSD3191 | 00-002-01 | Legends, Symbols & Abbreviations - Mechanical | TC/ EDGI/ PRO-0801/ Mechanical | I
TSD3191 | 3001-M-02-313-02 | P&ID Control Devices | TC/ ProEnergy/ ProEnergy (BTEC)/ P&ID | I-L
TSD3192a | 00-003-01 | Legends, Symbols & Abbreviations - Electrical | TC/ EDGI/ PRO-0801/ Electrical | I
TSD3192 | 3001-M-02-313-03 | P&ID Control Devices | TC/ ProEnergy/ ProEnergy (BTEC)/ P&ID | I-L
TSD3193 | 3001-M-02-313-04 | P&ID Control Devices | TC/ ProEnergy/ ProEnergy (BTEC)/ P&ID | I-L
TSD3194 | 3001-M-02-313-05 | P&ID Control Devices | TC/ ProEnergy/ ProEnergy (BTEC)/ P&ID | I-L
TSD3195 | 3001-M-02-313-06 | P&ID Control Devices | TC/ ProEnergy/ ProEnergy (BTEC)/ P&ID | I-L
TSD3196 | 3001-M-02-314-01 | P&ID Water Injection System | TC/ ProEnergy/ ProEnergy (BTEC)/ P&ID | I-L
TSD3197 | 3001-M-02-314-02 | P&ID Water Injection System | TC/ ProEnergy/ ProEnergy (BTEC)/ P&ID | I-L
TSD3198 | 3001-M-02-315-01 | P&ID Atomizing Air System | TC/ ProEnergy/ ProEnergy (BTEC)/ P&ID | I-L
TSD3199 | 3001-M-02-315-02 | P&ID Atomizing Air System | TC/ ProEnergy/ ProEnergy (BTEC)/ P&ID | I-L
TSD3200a | 00-003-02 | Legends, Symbols & Abbreviations - Electrical | TC/ EDGI/ PRO-0801/ Electrical | I
TSD3200 | 3001-M-02-317-01 | P&ID Turbine Vibration Devices | TC/ ProEnergy/ ProEnergy (BTEC)/ P&ID | I-L
TSD3201 | 10-001-01 | General Arrangement | TC/ EDGI Phase I/ PRO-0801 | I
TSD3201 | 3001-M-02-317-02 | P&ID Turbine Vibration Devices | TC/ ProEnergy/ ProEnergy (BTEC)/ P&ID | I-L
TSD3202a | 20-003-03 | Inlet and Exhaust - Foundation Steel Placing Plans Unit 100 | TC/ EDGI/ PRO-0801/ Foundation | I
TSD3202 | 3001-M-02-317-03 | P&ID Turbine Vibration Devices | TC/ ProEnergy/ ProEnergy (BTEC)/ P&ID | I-L
TSD3203a | 20-003-04 | Inlet and Exhaust - Foundation Steel Placing Plans Unit 100 | TC/ EDGI/ PRO-0801/ Foundation | I
TSD3203 | 432-011-01-000-01 | PCM General Notes | TC/ ProEnergy/ ProEnergy (BTEC)/ PCM | I-L
TSD3204a | 20-003-05 | Inlet and Exhaust - Reinforcing Bar Schedule Unit 100 | TC/ EDGI/ PRO-0801/ Foundation | I
TSD3204 | 432-011-01-100-01 | PCM General Arrangement | TC/ ProEnergy/ ProEnergy (BTEC)/ PCM | I-L
TSD3205a | 20-005-03 | Inlet and Exhaust - Foundation Steel Placing Plans Unit 200 | TC/ EDGI/ PRO-0801/ Foundation | I
TSD3205 | 432-011-01-100-02 | PCM General Arrangement | TC/ ProEnergy/ ProEnergy (BTEC)/ PCM | I-L
TSD3206a | 70-010-01, 02 | Instrument Index | TC/ EDGI/ PRO-0801/ Instrumentation & Control | I
TSD3206 | 432-011-01-100-03 | PCM General Arrangement | TC/ ProEnergy/ ProEnergy (BTEC)/ PCM | I-L
TSD3207a | 20-005-04 | Inlet and Exhaust - Foundation Steel Placing Plans Unit 200 | TC/ EDGI/ PRO-0801/ Foundation | I
TSD3207 | 432-011-01-100-04 | PCM General Arrangement | TC/ ProEnergy/ ProEnergy (BTEC)/ PCM | I-L
TSD3208a | 20-005-05 | Inlet and Exhaust - Reinforcing Bar Schedule Unit 200 | TC/ EDGI/ PRO-0801/ Foundation | I
TSD3208 | 432-011-01-100-05 | PCM Lifting Diagram | TC/ ProEnergy/ ProEnergy (BTEC)/ PCM | I-L
TSD3209a | 20-006-04 | Combustion Turbine Generator - Foundation Steel Placing Plans | TC/ EDGI/ PRO-0801/ Foundation | I
TSD3209 | 432-011-01-110-01 | PCM Assembly Details | TC/ ProEnergy/ ProEnergy (BTEC)/ PCM | I-L
TSD3210 | GEA-10049G | GE Power Vac 1000 MVA Rated 15K Outdoor | TC/ EDGI/ Specifications
TSD3210 | 432-011-01-110-02 | PCM Assembly Details | TC/ ProEnergy/ ProEnergy (BTEC)/ PCM | I-L
TSD3211a | 61-039-01 | Equipment Layout Drawing - Pad Transformers | TC/ EDGI/ PRO-0801/ Electrical/ 061-Unit 1 | I
TSD3211b | 9529-40201 | 40100 Casing Weldment | TC/ HK/ GT Exhaust Sys/ 40200 Inlet Trans/ Casing & Weld | I
TSD3211 | 432-011-01-110-03 | PCM Assembly Details | TC/ ProEnergy/ ProEnergy (BTEC)/ PCM | I-L
TSD3212a | 61-040-01 | Equipment Layout Drawing - 15KV LBS Line-Up SWBD-100 | TC/ EDGI/ PRO-0801/ Electrical/ 061-Unit 1 | I
TSD3212 | 432-011-01-120-01 | PCM Fabrication Details | TC/ ProEnergy/ ProEnergy (BTEC)/ PCM | I-L
TSD3213a | 61-040-02 | Equipment Layout Drawing - 15KV LBS Line-Up SWBD-101 | TC/ EDGI/ PRO-0801/ Electrical/ 061-Unit 1 | I
TSD3213 | 432-011-01-120-02 | PCM Fabrication Details | TC/ ProEnergy/ ProEnergy (BTEC)/ PCM | I-L
TSD3214 | 432-011-01-120-03 | PCM Fabrication Details | TC/ ProEnergy/ ProEnergy (BTEC)/ PCM | I-L
TSD3215 | 432-011-01-120-04 | PCM Fabrication Details | TC/ ProEnergy/ ProEnergy (BTEC)/ PCM | I-L
TSD3216 | 432-011-01-120-05 | PCM Fabrication Details | TC/ ProEnergy/ ProEnergy (BTEC)/ PCM | I-L
TSD3217a | Q #40642 | Bellowsflex Design Measurements | TC/ Atomizing Air System | I
TSD3217 | 432-011-01-120-06 | PCM Fabrication Details | TC/ ProEnergy/ ProEnergy (BTEC)/ PCM | I-L
TSD3218 | 432-011-01-130-01 | PCM Wiring Diagram-Pwr Distribution | TC/ ProEnergy/ ProEnergy (BTEC)/ PCM | I-L
TSD3219 | 9529-37100 | Baffle Assembly | TC/ HK/ GT Intake System/ General Assembly | I
TSD3220 | 9529-37101-01 | Pattern Perf Formed Channel 16 GA Sheet | TC/ HK/ GT Intake System/ General Assembly | I
TSD3221 | 9529-49000-15 | Field Liner Formed 12 GA Sheet | TC/ HK/ GT Exhaust System/ Field Liner Arrangement | I
TSD3222 | 9529-49000-16 | Field Liner Flat 12 GA Sheet | TC/ HK/ GT Exhaust System/ Field Liner Arrangement | I
TSD3223 | 9529-49000-18 | Field Liner Flat 12 GA Sheet | TC/ HK/ GT Exhaust System/ Field Liner Arrangement | I
TSD3224 | 9529-49000-19 | Field Liner Flat 12 GA Sheet | TC/ HK/ GT Exhaust System/ Field Liner Arrangement | I
TSD3225 | 9529-49000-20 | Field Liner Flat 12 GA Sheet | TC/ HK/ GT Exhaust System/ Field Liner Arrangement | I
TSD3232 | 20-002-01 | Combustion Turbine Generator - Foundation Plan Unit 100 | TC/ EDGI/ PRO-0801/ Foundation | I
TSD3233 | 20-002-02 | Combustion Turbine Generator - Foundation Sections Unit 100 | TC/ EDGI/ PRO-0801/ Foundation | I
TSD3234a | 20-002-03 | Combustion Turbine Generator - Foundation Sections Unit 100 | TC/ EDGI/ PRO-0801/ Foundation | I
TSD3234 | 61-043-18 | Control Diagram - 480V MCC-100 Frame 7B Turbine Pkg GTG-100 | TC/ EDGI/ PRO-0801/ Electrical/ 061-Unit 1 | I
TSD3235 | 20-002-04 | Combustion Turbine Generator - Foundation Sections Unit 100 | TC/ EDGI/ PRO-0801/ Foundation | I
TSD3236 | 20-002-05 | Combustion Turb Generator - Anchor Bolt and Embed Plan Unit 100 | TC/ EDGI/ PRO-0801/ Foundation | I
TSD3237 | 20-002-06 | Combustion Turbine Generator - Top Reinforcing Bar Plan Unit 100 | TC/ EDGI/ PRO-0801/ Foundation | I
TSD3238 | 20-003-01 | Inlet and Exhaust - Foundation and Anchor Bolt Plan Unit 100 | TC/ EDGI/ PRO-0801/ Foundation | I
TSD3239 | 20-003-02 | Inlet and Exhaust - Foundation Sections Unit 100 | TC/ EDGI/ PRO-0801/ Foundation | I
TSD3240 | 20-004-01 | Combustion Turbine Generator - Foundation Sections Unit 200 | TC/ EDGI/ PRO-0801/ Foundation | I
TSD3241 | 20-004-02 | Combustion Turbine Generator - Foundation Sections Unit 200 | TC/ EDGI/ PRO-0801/ Foundation | I
TSD3242 | 20-004-03 | Combustion Turbine Generator - Foundation Sections Unit 200 | TC/ EDGI/ PRO-0801/ Foundation | I
TSD3245 | 62-021-02 | Three Line Diagram - CT Signal, Part A, GTG-200 | TC/ EDGI/ PRO-0801/ Electrical/ 062-Unit 2 | I
TSD3248 | 62-022-02 | Three Line Diagram - 15KV Aux Transformer - GTG-200 | TC/ EDGI/ PRO-0801/ Electrical/ 062-Unit 2 | I
TSD3249 | 62-022-03 | Three Line Diagram - DP-2 & MCC-200 | TC/ EDGI/ PRO-0801/ Electrical/ 062-Unit 2 | I
TSD3250 | 62-030-01 | Main Generator 15KV Termination - Frame 7B Turb Pkg GTG-200 | TC/ EDGI/ PRO-0801/ Electrical/ 062-Unit 2 | I
TSD3251 | 62-030-02 | Main Generator 15KV Termination - Frame 7B Turb Pkg GTG-200 | TC/ EDGI/ PRO-0801/ Electrical/ 062-Unit 2 | I
TSD3252 | 62-030-03 | Main Generator 15KV Termination - Frame 7B Turb Pkg GTG-200 | TC/ EDGI/ PRO-0801/ Electrical/ 062-Unit 2 | I
TSD3253 | 62-030-04 | Main Generator 15KV Termination - Frame 7B Turb Pkg GTG-200 | TC/ EDGI/ PRO-0801/ Electrical/ 062-Unit 2 | I
TSD3256 | 62-031-03 | Power Distribution Center PDC200 - F7B Turb Pkg GTG-200 | TC/ EDGI/ PRO-0801/ Electrical/ 062-Unit 2 | I
TSD3257 | 62-031-04 | Power Distribution Center PDC200 - F7B Turb Pkg GTG-200 | TC/ EDGI/ PRO-0801/ Electrical/ 062-Unit 2 | I
TSD3269 | 62-039-01 | Equipment Layout Drawing - 5 KV MCC-2 GTG-200 | TC/ EDGI/ PRO-0801/ Electrical/ 062-Unit 2 | I
TSD3270 | 62-040-01 | Equipment Layout Drawing - Pad Transformers | TC/ EDGI/ PRO-0801/ Electrical/ 062-Unit 2 | I
TSD3271 | 62-040-02 | Equipment Layout Drawing - 15 KV LBS Line-Up SWBD-200 | TC/ EDGI/ PRO-0801/ Electrical/ 062-Unit 2 | I
TSD3273 | 62-041-02 | Control Wiring Diagram 52-G Generator Main Brk GTG-200 | TC/ EDGI/ PRO-0801/ Electrical/ 062-Unit 2 | I
TSD3298 | 9529-061 | Transition Installation | TC/ HK/ GT Exhaust System/ Gen Assem/ Gen Notes | I
TSD3299 | 9529-062 | Diverter, Blanking Plate & Expansion Joints Installation | TC/ HK/ GT Exhaust System/ Gen Assem/ Gen Notes | I
TSD3300a | 80-001-01 | Distillate Fuel Forwarding Skid Unit 100 | TC/ EDGI/ PRO-0801/ Fabrication | I
TSD3300 | 9529-063 | Structural Steel Installation | TC/ HK/ GT Exhaust System/ Gen Assem/ Gen Notes | I
TSD3301a | 80-001-02 | Distillate Fuel Forwarding Skid Unit 100 - Frame Details | TC/ EDGI/ PRO-0801/ Fabrication | I
TSD3301 | 9529-064 | Transition Installation | TC/ HK/ GT Exhaust System/ Gen Assem/ Gen Notes | I
TSD3302a | 80-001-03 | Distillate Fuel Forwarding Skid Unit 100 - Pipe Details | TC/ EDGI/ PRO-0801/ Fabrication | I
TSD3302 | 9529-065 | Silencer Installation | TC/ HK/ GT Exhaust System/ Gen Assem/ Gen Notes | I
TSD3303a | 80-002-01 | Distillate Fuel Forwarding Skid Unit 200 | TC/ EDGI/ PRO-0801/ Fabrication | I
TSD3303 | 9529-066 | Stack Installation | TC/ HK/ GT Exhaust System/ Gen Assem/ Gen Notes | I
TSD3304a | 80-002-02 | Distillate Fuel Forwarding Skid Unit 200 - Frame Details | TC/ EDGI/ PRO-0801/ Fabrication | I
TSD3304 | 9529-060 | General Notes and Installations | TC/ HK/ GT Exhaust System/ Gen Assem/ Gen Notes | I
TSD3305a | 80-002-03 | Distillate Fuel Forwarding Skid Unit 200 - Pipe Details | TC/ EDGI/ PRO-0801/ Fabrication | I
TSD3305 | 7-22210-XX-6 | Control Panel Assembly (NEMA 4) Drawing & BOM | TC/ HK/ GT Intake System/ General Assembly | I
TSD3306a | 80-003-01 | HFO Forwarding Skid Unit 100 | TC/ EDGI/ PRO-0801/ Fabrication | I
TSD3306 | 7-22210-XX-51 | Electrical Shop and Field Install (NEMA 4) Drawing & BOM | TC/ HK/ GT Intake System/ General Assembly | I
TSD3307a | 80-003-02 | HFO Forwarding Skid Unit 100 - Frame Details | TC/ EDGI/ PRO-0801/ Fabrication | I
TSD3307 | 7-22210-XX-65 | Field Installation Rain Hoods Drawing & BOM | TC/ HK/ GT Intake System/ General Assembly | I
TSD3308a | 80-003-03 | HFO Forwarding Skid Unit 100 - Piping Details | TC/ EDGI/ PRO-0801/ Fabrication | I
TSD3308 | 7-22210-XX-62 | Field Installation Filter Modules Drawing & BOM | TC/ HK/ GT Intake System/ General Assembly | I
TSD3309a | 80-003-04 | HFO Forwarding Skid Unit 100 - Piping Details | TC/ EDGI/ PRO-0801/ Fabrication | I
TSD3309 | 7-22210-XX-56 | Field Installation Platforms & Ladders Drawing with BOM | TC/ HK/ GT Intake System/ Intake Platform - Ladder Arrgmt | I
TSD3310a | 80-004-01 | HFO Forwarding Skid Unit 200 | TC/ EDGI/ PRO-0801/ Fabrication | I
TSD3310 | 7-22210-XX-57 | Field Installation Clean Air Plenum Drawing & BOM | TC/ HK/ GT Intake System/ General Assembly | I
TSD3311a | 80-004-02 | HFO Forwarding Skid Unit 200 - Frame Details | TC/ EDGI/ PRO-0801/ Fabrication | I
TSD3311 | 7-22210-XX-4BOM | Drawing Inlet Filter | TC/ Higgott-Kane/ Bill of Materials | I
TSD3312a | 80-004-03 | HFO Forwarding Skid Unit 200 - Piping Details | TC/ EDGI/ PRO-0801/ Fabrication | I
TSD3313a | 80-004-04 | HFO Forwarding Skid Unit 200 - Piping Details | TC/ EDGI/ PRO-0801/ Fabrication | I
TSD3313 | 256TLL07 | Sepco Vikin Pump Drawing | TC/ Mftr's Lit/ Fuel System | I
TSD3314 | 80-005-01 | Water Wash Skid Unit 100 & 200 | TC/ EDGI/ PRO-0801/ Fabrication | I
TSD3315 | 80-005-02 | Water Wash Skid Unit 100 & 200 - Frame Details | TC/ EDGI/ PRO-0801/ Fabrication | I
TSD3316 | 80-005-03 | Water Wash Skid Unit 100 & 200 - Piping Details | TC/ EDGI/ PRO-0801/ Fabrication | I
TSD3469 | 60-031-01 | Equipment Drawings- Emergency Shutdown ST-1, Fuel System | TC/ EDGI/ PRO-0803/ Electrical/ 060-BOP | I
TSD3470 | 60-031-02 | Equipment Drawings- Emergency Shutdown ST-2, Water System | TC/ EDGI/ PRO-0803/ Electrical/ 060-BOP | I
TSD3471 | 60-032-03 | Equipment Drawings-GSU 1 & 2 & 3 Internal Wiring | TC/ EDGI/ PRO-0803/ Electrical/ 060-BOP | I
TSD3472 | 60-032-04 | Equipment Drawings-GSU 1 & 2 & 3 Fan Control | TC/ EDGI/ PRO-0803/ Electrical/ 060-BOP | I
TSD3473 | 60-032-05 | Equipment Drawings-GSU 1 & 2 & 3 Alarms | TC/ EDGI/ PRO-0803/ Electrical/ 060-BOP | I
TSD3474 | 60-032-06 | Equipment Drawing-GSU 1 & 2 & 3 Control Cabinet | TC/ EDGI/ PRO-0803/ Electrical/ 060-BOP | I
TSD3475 | 60-032-07 | Equipment Drawing-GSU 1 & 2 & 3 Control Cabinet | TC/ EDGI/ PRO-0803/ Electrical/ 060-BOP | I
TSD3476 | 60-033-02 | Equipment Drawing-SF6 Control Cabinet | TC/ EDGI/ PRO-0803/ Electrical/ 060-BOP | I
TSD3477 | 60-033-03 | Equipment Drawing-SF6 Equipment Arrangement | TC/ EDGI/ PRO-0803/ Electrical/ 060-BOP | I
TSD3478 | 60-033-04 | Equipment Drawing-SF6 CT Wiring | TC/ EDGI/ PRO-0803/ Electrical/ 060-BOP | I
TSD3479 | 60-033-05 | Equipment Drawing-SF6 Control Schematic | TC/ EDGI/ PRO-0803/ Electrical/ 060-BOP | I
TSD3480 | 60-033-06 | Equipment Drawing-SF6 Control Schematic | TC/ EDGI/ PRO-0803/ Electrical/ 060-BOP | I
TSD3481 | 60-033-07 | Equipment Drawing-SF6 Control Schematic | TC/ EDGI/ PRO-0803/ Electrical/ 060-BOP | I
TSD3482 | 60-033-08 | Equipment Drawing-SF6 Control Cabinet | TC/ EDGI/ PRO-0803/ Electrical/ 060-BOP | I
TSD3483 | 60-033-09 | Equipment Drawing-SF6 Control Cabinet | TC/ EDGI/ PRO-0803/ Electrical/ 060-BOP | I
TSD3484 | 60-034-01 | Equipment Drawing-125 VDC Charger 115KV Substation | TC/ EDGI/ PRO-0803/ Electrical/ 060-BOP | I
TSD3485 | 60-034-02 | Equipment Drawing-125 VDC Batteries 115KV Substation | TC/ EDGI/ PRO-0803/ Electrical/ 060-BOP | I
TSD3486 | 60-039-01 | Equipment Drawing-3000 KVA Pad Mount Transformer | TC/ EDGI/ PRO-0803/ Electrical/ 060-BOP | I
TSD3487 | 60-040-01 | Equipment Drawing-15 KV Load Break Switch SWBD-100A | TC/ EDGI/ PRO-0803/ Electrical/ 060-BOP | I
TSD3488 | 60-040-02 | Equipment Drawing-15 KV Load Break Switch SWBD-200A | TC/ EDGI/ PRO-0803/ Electrical/ 060-BOP | I
TSD3489 | 60-042-01 | Control Sechmatic-387-1, GSU-1, 86-1 | TC/ EDGI/ PRO-0803/ Electrical/ 060-BOP | I
TSD3490 | 60-042-02 | Control Sechmatic-387-2, GSU-2, 86-2 | TC/ EDGI/ PRO-0803/ Electrical/ 060-BOP | I
TSD3491 | 60-042-04 | Control Schematic-311L-1, 52L, 86-4 | TC/ EDGI/ PRO-0803/ Electrical/ 060-BOP | I
TSD3492 | 60-042-05 | Control Schematic-311L-2, 52L, 86-5 | TC/ EDGI/ PRO-0803/ Electrical/ 060-BOP | I
TSD3493 | 60-042-06 | Control Schematic - DM-1 & DM-2 | TC/ EDGI/ PRO-0803/ Electrical/ 060-BOP | I
TSD3494 | 60-043-01 | Control Schematic - 152 Breaker & CS1 | TC/ EDGI/ PRO-0803/ Electrical/ 060-BOP | I
TSD3495 | 60-043-02 | Control Schematic - 252 Breaker & CS2 | TC/ EDGI/ PRO-0803/ Electrical/ 060-BOP | I
TSD3496 | 60-043-03 | Control Schematic - 352 Breaker & CS3 | TC/ EDGI/ PRO-0803/ Electrical/ 060-BOP | I
TSD3497 | 60-043-04 | Control Schematic - 52L Breaker & CS4 | TC/ EDGI/ PRO-0803/ Electrical/ 060-BOP | I
TSD3498 | 60-081-01 | Wiring Diagram BOP-MCC-Fuel TRA-3 & PB-3 | TC/ EDGI/ PRO-0803/ Electrical/ 060-BOP | I
TSD3499 | 60-082-01 | Wiring Diagram BOP-MCC-Water TRA-4 & PB-4 | TC/ EDGI/ PRO-0803/ Electrical/ 060-BOP | I
TSD3500 | 60-083-01 | Wiring Diagram BOP TRA-5 & PB-5 | TC/ EDGI/ PRO-0803/ Electrical/ 060-BOP | I
TSD3501 | 60-100-02 | Electrical Details - Duct Bank Sections | TC/ EDGI/ PRO-0803/ Electrical/ 060-BOP | I
TSD3502 | 60-100-04 | Electrical Details - Man Hole 100 and 101 | TC/ EDGI/ PRO-0803/ Electrical/ 060-BOP | I
TSD3503 | 60-100-05 | Electrical Details - Man Hole 102 and 103 | TC/ EDGI/ PRO-0803/ Electrical/ 060-BOP | I
TSD3504 | 60-100-06 | Electrical Details - Man Hole 104 and 124 | TC/ EDGI/ PRO-0803/ Electrical/ 060-BOP | I
TSD3505 | 60-100-07 | Electrical Details - Man Hole 106 and 107 | TC/ EDGI/ PRO-0803/ Electrical/ 060-BOP | I
TSD3506 | 60-100-08 | Electrical Details - Man Hole 108 and 109 | TC/ EDGI/ PRO-0803/ Electrical/ 060-BOP | I
TSD3507 | 60-100-09 | Electrical Details - Man Hole 110 and 111 | TC/ EDGI/ PRO-0803/ Electrical/ 060-BOP | I
TSD3508 | 60-100-14 | Electrical Details - Man Hole 120 and 121 | TC/ EDGI/ PRO-0803/ Electrical/ 060-BOP | I
TSD3509 | 60-100-15 | Electrical Details - Man Hole 114 and 123 | TC/ EDGI/ PRO-0803/ Electrical/ 060-BOP | I
TSD3510 | 60-101-01 | Electrical Plot Plan - Guard House | TC/ EDGI/ PRO-0803/ Electrical/ 060-BOP | I
TSD3511 | 60-102-01 | Electrical Plot Plan - Admin Building West Side | TC/ EDGI/ PRO-0803/ Electrical/ 060-BOP | I
TSD3512 | 60-105-01 | Electrical Plot Plan - Admin Building | TC/ EDGI/ PRO-0803/ Electrical/ 060-BOP | I
TSD3513 | 60-106-01 | Electrical Plot Plan - Switch Yard | TC/ EDGI/ PRO-0803/ Electrical/ 060-BOP | I
TSD3514 | 60-107-01 | Electrical Plot Plan - North Side of Switch Yard | TC/ EDGI/ PRO-0803/ Electrical/ 060-BOP | I
TSD3515 | 60-109-01 | Electrical Plot Plan - Admin. Building East Side | TC/ EDGI/ PRO-0803/ Electrical/ 060-BOP | I
TSD3516 | 60-110-01 | Electrical Plot Plan - Cable Tray to GSU's | TC/ EDGI/ PRO-0803/ Electrical/ 060-BOP | I
TSD3517 | 60-111-01 | Electrical Plot Plan - West Unit 200 | TC/ EDGI/ PRO-0803/ Electrical/ 060-BOP | I
TSD3518 | 60-113-01 | Electrical Plot Plan - BOP Cooling Tower Area | TC/ EDGI/ PRO-0803/ Electrical/ 060-BOP | I
TSD3519 | 60-114-01 | Electronic Plot Plan - East Side of Steam Building | TC/ EDGI/ PRO-0803/ Electrical/ 060-BOP | I
TSD3520 | 60-115-01 | Electrical Plot Plan - GTG-100 Area | TC/ EDGI/ PRO-0803/ Electrical/ 060-BOP | I
TSD3521 | 60-117-01 | Electrical Plot Plan - Black Start/Electric Building | TC/ EDGI/ PRO-0803/ Electrical/ 060-BOP | I
TSD3522 | 60-118-01 | Electrical Plot Plan - West of Steam Building | TC/ EDGI/ PRO-0803/ Electrical/ 060-BOP | I
TSD3523 | 60-119-01 | Electrical Plot Plan - East of Unit 200 | TC/ EDGI/ PRO-0803/ Electrical/ 060-BOP | I
TSD3524 | 60-121-01 | Electrical Plot Plan - Raw Water Tank | TC/ EDGI/ PRO-0803/ Electrical/ 060-BOP | I
TSD3525 | 60-122-01 | Electrical Plot Plan - South Chiller | TC/ EDGI/ PRO-0803/ Electrical/ 060-BOP | I
TSD3526 | 60-123-01 | Electrical Plot Plan - North Chiller | TC/ EDGI/ PRO-0803/ Electrical/ 060-BOP | I
TSD3527 | 60-154-01 | Grounding Plot Plan - East Side of Steam Building | TC/ EDGI/ PRO-0803/ Electrical/ 060-BOP | I
TSD3528 | 60-125-01 | Electrical Plot Plan - Fire Skid | TC/ EDGI/ PRO-0803/ Electrical/ 060-BOP | I
TSD3529 | 60-126-01 | Electrical Plot Plan - RO Building | TC/ EDGI/ PRO-0803/ Electrical/ 060-BOP | I
TSD3530 | 60-127-01 | Electrical Plot Plan - Fuel Building | TC/ EDGI/ PRO-0803/ Electrical/ 060-BOP | I
TSD3531 | 60-129-01 | Electrical Plot Plan - Fuel Off Load Building | TC/ EDGI/ PRO-0803/ Electrical/ 060-BOP | I
TSD3532 | 60-130-01 | Electrical Plot Plan - South of Tank Farm Area | TC/ EDGI/ PRO-0803/ Electrical/ 060-BOP | I
TSD3533 | 60-131-01 | Electrical Plot Plan - North of Tank Farm Area | TC/ EDGI/ PRO-0803/ Electrical/ 060-BOP | I
TSD3534 | 60-134-01 | Electrical Plot Plan -Southwest of Tank Farm | TC/ EDGI/ PRO-0803/ Electrical/ 060-BOP | I
TSD3535 | 60-135-01 | Electrical Plot Plan - West of Tank Farm | TC/ EDGI/ PRO-0803/ Electrical/ 060-BOP | I
TSD3536 | 60-153-01 | Grounding Plot Plan - BOP Cooling Tower Area | TC/ EDGI/ PRO-0803/ Electrical/ 060-BOP | I
TSD3537 | 60-150-01 | Grounding Key Plot Plan | TC/ EDGI/ PRO-0803/ Electrical/ 060-BOP | I
TSD3538 | 60-151-01 | Grounding Plot Plan - Southwest Guard Shack | TC/ EDGI/ PRO-0803/ Electrical/ 060-BOP | I
TSD3539 | 60-152-01 | Grounding Plot Plan - West Side of Admin Building | TC/ EDGI/ PRO-0803/ Electrical/ 060-BOP | I
TSD3540 | 60-155-01 | Grounding Plot Plan - Administration & Warehouse Bldg. | TC/ EDGI/ PRO-0803/ Electrical/ 060-BOP | I
TSD3541 | 60-156-01 | Grounding Plot Plan - Switch Yard | TC/ EDGI/ PRO-0803/ Electrical/ 060-BOP | I
TSD3542 | 60-157-01 | Grounding Plot Plan - North Side of Switch Yard | TC/ EDGI/ PRO-0803/ Electrical/ 060-BOP | I
TSD3543 | 60-158-01 | Grounding Plot Plan - North of Substation | TC/ EDGI/ PRO-0803/ Electrical/ 060-BOP | I
TSD3544 | 60-159-01 | Grounding Plot Plan - West Side of Admin Building | TC/ EDGI/ PRO-0803/ Electrical/ 060-BOP | I
TSD3545 | 60-160-01 | Grounding Plot Plan - Cable Tray to GSU's | TC/ EDGI/ PRO-0803/ Electrical/ 060-BOP | I
TSD3546 | 60-161-01 | Grounding Plot Plan - West of Unit 200 | TC/ EDGI/ PRO-0803/ Electrical/ 060-BOP | I
TSD3547 | 60-162-01 | Grounding Plot Plan | TC/ EDGI/ PRO-0803/ Electrical/ 060-BOP | I
TSD3548 | 60-163-01 | Grounding Plot Plan - Frame 7B Turbine Pkg GTG-100 | TC/ EDGI/ PRO-0803/ Electrical/ 060-BOP | I
TSD3549 | 60-164-01 | Grounding Plot Plan - East Side of Steam Building | TC/ EDGI/ PRO-0803/ Electrical/ 060-BOP | I
TSD3550 | 60-165-01 | Grounding Plot Plan - Frame 7B Turbine Pkg GTG-100 | TC/ EDGI/ PRO-0803/ Electrical/ 060-BOP | I
TSD3551 | 60-166-01 | Grounding Plot Plan - Administration & Warehouse Bldg. | TC/ EDGI/ PRO-0803/ Electrical/ 060-BOP | I
TSD3552 | 60-167-01 | Grounding Plot Plan - Black Start/Electrical Building | TC/ EDGI/ PRO-0803/ Electrical/ 060-BOP | I
TSD3553 | 60-186-01 | Grounding Plot Plan - Northeast of Tank Farm | TC/ EDGI/ PRO-0803/ Electrical/ 060-BOP | I
TSD3554 | 80-001-01 | Untreated HFO Storage Tank | TC/ EDGI/ PRO-0803/ Fabrication | I
TSD3555 | 50-008-01, 02 | Mechanical Equipment List | TC/ EDGI/ PRO-0803/ Mechanical | I
TSD3556 | 80-002-01 | HFO Verification Tank | TC/ EDGI/ PRO-0803/ Fabrication | I
TSD3557 | 80-003-01 | Treated HFO Storage Tank | TC/ EDGI/ PRO-0803/ Fabrication | I
TSD3558 | 80-004-01 | Treated HFO Day Tank | TC/ EDGI/ PRO-0803/ Fabrication | I
TSD3559 | 80-006-01 | Clean Distillate Storage Tank | TC/ EDGI/ PRO-0803/ Fabrication | I
TSD3560 | 80-007-01 | Raw/Fire Water | TC/ EDGI/ PRO-0803/ Fabrication | I
TSD3561 | 80-008-01 | Demin Water Tanks | TC/ EDGI/ PRO-0803/ Fabrication | I
TSD3562 | 80-009-01 | Waste Oil Tank | TC/ EDGI/ PRO-0803/ Fabrication | I
TSD3563 | 80-011-01 | Wash Water Tank | TC/ EDGI/ PRO-0803/ Fabrication | I
TSD3564 | 80-012-01 | RO Water Tank | TC/ EDGI/ PRO-0803/ Fabrication | I
TSD3565 | 50-022-02 | Process & Instrumentation Diagram - GTG-200 Generator Conn | TC/ EDGI/ PRO-0803/ Mechanical | I
TSD3566 | 50-030-01 | Process & Instrumentation Diagram - Boiler | TC/ EDGI/ PRO-0803/ Mechanical | I
TSD3567 | 50-030-02 | Process & Instrumentation Diagram - Boiler | TC/ EDGI/ PRO-0803/ Mechanical | I
TSD3568 | 50-030-03 | Process & Instrumentation Diagram - Boiler | TC/ EDGI/ PRO-0803/ Mechanical | I
TSD3569 | 50-100-01 | Piping Key Location Plan | TC/ EDGI/ PRO-0803/ Mechanical | I
TSD3570 | 50-113-01 | Piping Plot Plan - GTG-200 Area | TC/ EDGI/ PRO-0803/ Mechanical | I
TSD3571 | 50-114-01 | Piping Plot Plan - BOP Cooling Tower Area | TC/ EDGI/ PRO-0803/ Mechanical | I
TSD3572 | 50-115-01 | Piping Plot Plan - GTG-100 Area | TC/ EDGI/ PRO-0803/ Mechanical | I
TSD3573 | 50-117-01 | Piping Plot Plan - Black Start & Electrical Building Area | TC/ EDGI/ PRO-0803/ Mechanical | I
TSD3574 | 50-118-01 | Piping Plot Plan - Steam Hall Area | TC/ EDGI/ PRO-0803/ Mechanical | I
TSD3575 | 50-119-01 | Piping Plot Plan - Water Wash Tank Area | TC/ EDGI/ PRO-0803/ Mechanical | I
TSD3576 | 50-121-01 | Piping Plot Plan - Fire Water Tank Area | TC/ EDGI/ PRO-0803/ Mechanical | I
TSD3577 | 50-122-01 | Piping Plot Plan - South of Combine Cycle Cooling Tower | TC/ EDGI/ PRO-0803/ Mechanical | I
TSD3578 | 50-123-01 | Piping Plot Plan - West of Combine Cycle Cooling Tower | TC/ EDGI/ PRO-0803/ Mechanical | I
TSD3579 | 50-125-01 | Piping Plot Plan - Raw Water Tank & Fire Water Skid Area | TC/ EDGI/ PRO-0803/ Mechanical | I
TSD3580 | 50-126-01 | Piping Plot Plan - Water Treatment Area | TC/ EDGI/ PRO-0803/ Mechanical | I
TSD3581 | 50-127-01 | Piping Plot Plan - Fuel Treatment Area | TC/ EDGI/ PRO-0803/ Mechanical | I
TSD3582 | 50-129-01 | Piping Plot Plan - DFO / HFO Offload Area | TC/ EDGI/ PRO-0803/ Mechanical | I
TSD3583 | 50-130-01 | Piping Plot Plan - Distillate Tank Area | TC/ EDGI/ PRO-0803/ Mechanical | I
TSD3584 | 50-131-01 | Piping Plot Plan - Heavy Fuel Oil Tanks Area | TC/ EDGI/ PRO-0803/ Mechanical | I
TSD3585 | 50-135-01 | Piping Plot Plan - East Side of Tank 1405 | TC/ EDGI/ PRO-0803/ Mechanical | I
TSD3586 | 20-001-01 | Foundation Location Plan | TC/ EDGI/ PRO-0803/ Foundation | I
TSD3587 | 20-002-01 | Fire Water Skid - Foundation Plan & Sections | TC/ EDGI/ PRO-0803/ Foundation | I
TSD3588 | 20-003-01 | Package Boiler, Foundation Plan & Sections | TC/ EDGI/ PRO-0803/ Foundation | I
TSD3589 | 20-004-01 | Oily Water Separator, Foundation Plan & Sections | TC/ EDGI/ PRO-0803/ Foundation | I
TSD3591 | 20-006-01 | Waste Tanks, Foundation Plan & Sections | TC/ EDGI/ PRO-0803/ Foundation | I
TSD3592 | 20-007-01 | Fuel Treatment Shed - Foundation Plan & Sections | TC/ EDGI/ PRO-0803/ Foundation | I
TSD3593 | 20-008-01 | Demin Tank Pad, Foundation Plan & Sections | TC/ EDGI/ PRO-0803/ Foundation | I
TSD3594 | 20-009-01 | Final Pass RO System Bldg. - Foundation Plan & Sections | TC/ EDGI/ PRO-0803/ Foundation | I
TSD3595 | 20-010-01 | Diesel Fuel Offload, - Foundation Plan & Sections | TC/ EDGI/ PRO-0803/ Foundation | I
TSD3596 | 20-011-01 | Electrical Building - Foundation Plan & Details | TC/ EDGI/ PRO-0803/ Foundation | I
TSD3597 | 20-011-02 | Foundation Plan & Details - Electrical Building | TC/ EDGI/ PRO-0803/ Foundation | I
TSD3598 | 20-012-01 | Black Start Generator - Foundation Plan & Sections | TC/ EDGI/ PRO-0803/ Foundation | I
TSD3599 | 20-013-01 | 300,000 Gallon Tanks - Foundation Plan & Sections | TC/ EDGI/ PRO-0803/ Foundation | I
TSD3600 | 20-014-01 | 100,000 Gallon Tanks - Foundation Plan & Sections | TC/ EDGI/ PRO-0803/ Foundation | I
TSD3601 | 20-015-01 | Raw Water Tank - Foundation Plan & Sections | TC/ EDGI/ PRO-0803/ Foundation | I
TSD3602 | 20-015-02 | Foundation Plan & Details-Aux Transformers BOP | TC/ EDGI/ PRO-0803/ Foundation | I
TSD3603 | 20-016-01 | Aux Transformer Foundation Plan & Sections | TC/ EDGI/ PRO-0803/ Foundation | I
TSD3604 | 60-001-01 | One Line Diagram - Main Power Distribution | TC/ EDGI/ PRO-0801/ Electrical/ 060-BOP | I
TSD3605 | 60-001-02 | One Line Diagram - Main Power Distribution w/Relaying | TC/ EDGI/ PRO-0801/ Electrical/ 060-BOP | I
TSD3606 | 60-003-01 | One Line Diagram - Black Start Frame 7B Turb Pkg. GTG-100/200 | TC/ EDGI/ PRO-0801/ Electrical/ 060-BOP | I
TSD3607 | 61-053-01 | Interconnect Diagram - GTG-100 480V MCC | TC/ EDGI/ PRO-0801/ Electrical/ 061-Unit 1 | I
TSD3608 | 61-053-02 | Interconnect Diagram - GTG-100 480V MCC | TC/ EDGI/ PRO-0801/ Electrical/ 061-Unit 1 | I
TSD3609 | 61-053-03 | Interconnect Diagram - GTG-100 480V MCC | TC/ EDGI/ PRO-0801/ Electrical/ 061-Unit 1 | I
TSD3610 | 61-053-04 | Interconnect Diagram - GTG-100 480V MCC | TC/ EDGI/ PRO-0801/ Electrical/ 061-Unit 1 | I
TSD3611 | 61-053-05 | Interconnect Diagram - GTG-100 480V MCC | TC/ EDGI/ PRO-0801/ Electrical/ 061-Unit 1 | I
TSD3612 | 61-053-06 | Interconnect Diagram - GTG-100 480V MCC | TC/ EDGI/ PRO-0801/ Electrical/ 061-Unit 1 | I
TSD3613 | 61-053-07 | Interconnect Diagram - GTG-100 480V MCC | TC/ EDGI/ PRO-0801/ Electrical/ 061-Unit 1 | I
TSD3614 | 61-053-08 | Interconnect Diagram - GTG-100 480V MCC | TC/ EDGI/ PRO-0801/ Electrical/ 061-Unit 1 | I
TSD3615 | 61-054-01 | Interconnect Diagram - GTG-100 15 KV Cables | TC/ EDGI/ PRO-0801/ Electrical/ 061-Unit 1 | I
TSD3616 | 61-054-02 | Interconnect Diagram - GTG-100 5 KV Cables | TC/ EDGI/ PRO-0801/ Electrical/ 061-Unit 1 | I
TSD3617 | 61-054-03 | Interconnect Diagram - GTG-100 480 Power Cables | TC/ EDGI/ PRO-0801/ Electrical/ 061-Unit 1 | I
TSD3618 | 61-054-04 | Interconnect Diagram - GTG-100 480 Power Cables | TC/ EDGI/ PRO-0801/ Electrical/ 061-Unit 1 | I
TSD3619 | 61-055-01 | Interconnect Diagram - GTG-100 Signal Cables | TC/ EDGI/ PRO-0801/ Electrical/ 061-Unit 1 | I
TSD3620 | 61-056-01 | Interconnect Diagram - GTG-100 Power Control Cables | TC/ EDGI/ PRO-0801/ Electrical/ 061-Unit 1 | I
TSD3621 | 61-056-02 | Interconnect Diagram - GTG-100 Control Cables | TC/ EDGI/ PRO-0801/ Electrical/ 061-Unit 1 | I
TSD3622 | 61-056-03 | Interconnect Diagram - GTG-100 Control Cables | TC/ EDGI/ PRO-0801/ Electrical/ 061-Unit 1 | I
TSD3623 | 61-056-04 | Interconnect Diagram - GTG-100 Control Cables | TC/ EDGI/ PRO-0801/ Electrical/ 061-Unit 1 | I
TSD3624 | 62-053-01 | Interconnect Diagram - GTG-200 480 V MCC | TC/ EDGI/ PRO-0801/ Electrical/ 062-Unit 2 | I
TSD3625 | 62-053-02 | Interconnect Diagram - GTG-200 480 V MCC | TC/ EDGI/ PRO-0801/ Electrical/ 062-Unit 2 | I
TSD3626 | 62-053-03 | Interconnect Diagram - GTG-200 480 V MCC | TC/ EDGI/ PRO-0801/ Electrical/ 062-Unit 2 | I
TSD3627 | 62-053-04 | Interconnect Diagram - GTG-200 480 V MCC | TC/ EDGI/ PRO-0801/ Electrical/ 062-Unit 2 | I
TSD3628 | 62-053-05 | Interconnect Diagram - GTG-200 480 V MCC | TC/ EDGI/ PRO-0801/ Electrical/ 062-Unit 2 | I
TSD3629 | 62-053-06 | Interconnect Diagram - GTG-200 480 V MCC | TC/ EDGI/ PRO-0801/ Electrical/ 062-Unit 2 | I
TSD3630 | 62-053-07 | Interconnect Diagram - GTG-200 480 V MCC | TC/ EDGI/ PRO-0801/ Electrical/ 062-Unit 2 | I
TSD3631 | 62-053-08 | Interconnect Diagram - GTG-200 480 V MCC | TC/ EDGI/ PRO-0801/ Electrical/ 062-Unit 2 | I
TSD3632 | 62-054-01 | Interconnect Diagram - GTG-200 15 KV Cables | TC/ EDGI/ PRO-0801/ Electrical/ 062-Unit 2 | I
TSD3633 | 62-054-02 | Interconnect Diagram - GTG-200 5 KV Cables | TC/ EDGI/ PRO-0801/ Electrical/ 062-Unit 2 | I
TSD3634 | 62-054-03 | Interconnect Diagram - GTG-200 480 Power Cables | TC/ EDGI/ PRO-0801/ Electrical/ 062-Unit 2 | I
TSD3635 | 62-054-04 | Interconnect Diagram - GTG-200 480 Power Cables | TC/ EDGI/ PRO-0801/ Electrical/ 062-Unit 2 | I
TSD3636 | 62-055-01 | Interconnect Diagram - GTG-200 Signal Cables | TC/ EDGI/ PRO-0801/ Electrical/ 062-Unit 2 | I
TSD3637 | 62-056-01 | Interconnect Diagram - GTG-200 Power Control Cables | TC/ EDGI/ PRO-0801/ Electrical/ 062-Unit 2 | I
TSD3638 | 62-056-02 | Interconnect Diagram - GTG-200 Control Cables | TC/ EDGI/ PRO-0801/ Electrical/ 062-Unit 2 | I
TSD3639 | 62-056-03 | Interconnect Diagram - GTG-200 Control Cables | TC/ EDGI/ PRO-0801/ Electrical/ 062-Unit 2 | I
TSD3640 | 62-056-04 | Interconnect Diagram - GTG-200 Control Cables | TC/ EDGI/ PRO-0801/ Electrical/ 062-Unit 2 | I
TSD3641 | 20-006-05 | Combustion Turbine Generator - Foundation Steel Placing Plans | TC/ EDGI/ PRO-0801/ Foundation | I
TSD3642 | 20-007-02 | Step-Up Transformer 100/200 - Reinforcing Bar Schedule | TC/ EDGI/ PRO-0801/ Foundation | I
TSD3643 | 20-007-03 | Foundation Plan and Details - GSU Transformer 3 | TC/ EDGI/ PRO-0801/ Foundation | I
TSD3644 | 20-007-04 | Foundation Plan and Details - GSU Transformers 1 & 2 | TC/ EDGI/ PRO-0801/ Foundation | I
TSD3645 | 20-008-03 | Foundation Plan and Details - Aux Pad Transformers 100 | TC/ EDGI/ PRO-0801/ Foundation | I
TSD3646 | 20-008-04 | Foundation Plan and Details - Aux Pad Transformers 200 | TC/ EDGI/ PRO-0801/ Foundation | I
TSD3647 | 50-101-01 | Piping Plot Plan Unit 100 | TC/ EDGI/ PRO-0801/ Mechanical/ 050-BOP | I
TSD3648 | 50-102-01 | Piping Plot Plan Unit 200 | TC/ EDGI/ PRO-0801/ Mechanical/ 050-BOP | I
TSD3649 | 51-021-02, 03 | Bill of Material - HFO Forwarding Skid, GTG-100 | TC/ EDGI/ PRO-0801/ Mechanical/ 051-Unit 1 | I
TSD3650 | 51-022-02 | Bill of Material - DFO Forwarding Skid, GTG-100 | TC/ EDGI/ PRO-0801/ Mechanical/ 051-Unit 1 | I
TSD3651 | 52-021-02, 03 | Bill of Material - HFO Forwarding Skid, GTG-200 | TC/ EDGI/ PRO-0801/ Mechanical/ 052-Unit 2 | I
TSD3652 | 522-022-02 | Bill of Material - DFO Forwarding Skid, GTG-200 | TC/ EDGI/ PRO-0801/ Mechanical/ 052-Unit 2 | I
TSD3653 | 53-021-02, 03 | Bill of Materials - Water Wash Skid, GTG 100 & GTG 200 | TC/ EDGI/ PRO-0801/ Mechanical/ 053-Water Process | I
TSD3654 | 310-1273-F | Insulation Assembly | Argentina/ Emgasud/ Drawings | I-L
TSD3655 | 313-1378-D | HV Cleatbar Assemby & Details 36/45/60 MVA 132/11 KV Transformer | Argentina/ Emgasud/ Drawings | I-L
TSD3656 | 313-1379-A | LV Cleatbar Assem & Details 36/45/60 MVA 132/11 KV Transformer | Argentina/ Emgasud/ Drawings | I-L
TSD3657 | 323-0269-B | Air Release & oil Pipework 36/45/60 MVA 132/11 KV Transformer | Argentina/ Emgasud/ Drawings | I-L
TSD3658 | 342-1374-B | Electricity Supply Infra-132/11KV Aux Supply Transf Diag & Rating Pl | Argentina/ Emgasud/ Drawings | I-L
TSD3659 | 370-2243-C | Foundation Details 132/11 KV Transformer | Argentina/ Emgasud/ Drawings | I-L
TSD3660 | 370-2253-F | Outline for 132/11 KV Transformer | Argentina/ Emgasud/ Drawings | I-L
TSD3661 | 370-2244 | Transport Details for 1132/11KV Transformer | Argentina/ Emgasud/ Drawings | I-L
TSD3662 | 040-500 | Bushings Assembly Reference Drawing - Standard Arrangement | Argentina/ Emgasud/ Manufacturer's Lit | I-L
TSD3663 | AZG3-13-098120 | VariStar Dual End Venting Surge Arrester Draw AZG3-13-098120 | Argentina/ Emgasud/ Manufacturer's Lit | I-L
TSD3664 | AZG3-30-190240 | VariStar Dual End Venting Surge Arrester Draw AZG3-30-190240 | Argentina/ Emgasud/ Manufacturer's Lit | I-L
TSD3665 | Unknown | Pipe Type Radiator Drawing | Argentina/ Emgasud/ Manufacturer's Lit | I-L
TSD3666 | 361-0740 sh1-19 | Schematic Diagram PLC/Cooler Cubicle | Argentina/ Emgasud/ Drawings | I-L
TSD3667 | 363-0595 | Cubicle General Arrangement | Argentina/ Emgasud/ Drawings | I-L
TSD3668 | 362-0365 | Terminal Layout | Argentina/ Emgasud/ Drawings | I-L
TSD3669 | 350-9647 | Vacuum Filling Procedure | Argentina/ Emgasud/ Drawings | I-L
TSD3682 | 370-2244 | Transport Details | Argentina/ Emgasud/ Drawings | I-L
TSD3684 | Void
TSD3699 | Unknown | Parts Only Bills of Material | TC/ Higgott-Kane/ Bill of Materials | I
TSD3700 | Unknown | Structured Bills of Material | TC/ Higgott-Kane/ Bill of Materials | I
TSD3701 | 21577-01-C | GE PowerVac Nema 3R Switchgear Main - Connection Diagram | TC/ Mftr's Lit/ GE PowerVac Swgr/ Drawings
TSD3702 | 21577-01-O | GE PowerVac Nema 3R Switchgear - Elevation | TC/ Mftr's Lit/ GE PowerVac Swgr/ Drawings
TSD3703 | 21577-01-S | GE PowerVac Nema 3R Switchgear Control Schematics | TC/ Mftr's Lit/ GE PowerVac Swgr/ Drawings
TSD3704 | 21577-01-T | GE PowerVac Nema 3R Switchgear - Three Line Diagram | TC/ Mftr's Lit/ GE PowerVac Swgr/ Drawings
TSD3705 | 21577-02-C | GE PowerVac Nema 3R Switchgear Aux - Connection Diagram | TC/ Mftr's Lit/ GE PowerVac Swgr/ Drawings
TSD3706 | 21577-02-T | GE PowerVac Nema 3R Switchgear GTG 200 - Three Line Diagram | TC/ Mftr's Lit/ GE PowerVac Swgr/ Drawings
TSD3707 | E1096 | Key Diagram - 125V DC & 115V AC Auxiliaries - Unit 2 | TC/ Lon C Hill/ Electrical Drawings | I-L
TSD3708 | E1097 | Three Line Diagram - Main Power Transformer No. 2 - Unit 2 | TC/ Lon C Hill/ Electrical Drawings | I-L
TSD3709 | E1098 | Three Line Diagram - 69Kv Generator OCB's | TC/ Lon C Hill/ Electrical Drawings | I-L
TSD3710 | E1101 | Wiring Diagram - Excitation Equip. Cubicle 1 - Part 1 | TC/ Lon C Hill/ Electrical Drawings | I-L
TSD3711 | E1102 | Wiring Diagram - Excitation Equip. Cubicle 2-3 - Part 2 | TC/ Lon C Hill/ Electrical Drawings | I-L
TSD3712 | E1104 | Wiring Diagram - Hydrogen Control Panel | TC/ Lon C Hill/ Electrical Drawings | I-L
TSD3713 | E1105 | Elevation of Main Control Boards - Panel Elevations | TC/ Lon C Hill/ Electrical Drawings | I-L
TSD3714 | E1106 | Wiring Diagram - Panel 21F | TC/ Lon C Hill/ Electrical Drawings | I-L
TSD3715 | E1106-2 | Wiring Diagram - Panel 21F | TC/ Lon C Hill/ Electrical Drawings | I-L
TSD3716 | E1107 | Wiring Diagram - Panel 22F | TC/ Lon C Hill/ Electrical Drawings | I-L
TSD3717 | E1099 | Three Line Diagram | TC/ Lon C Hill/ Electrical Drawings | I-L
TSD3718 | E1151 | Wiring Diagram - 440V Motor Control Center 2-1 | TC/ Lon C Hill/ Electrical Drawings | I-L
TSD3719 | E1174 | Schematic Diagram - Gen 2 & Field SW Circuit Breakers | TC/ Lon C Hill/ Electrical Drawings | I-L
TSD3720 | E1178 | Relaying & Metering Diagram - Unit 2 - Part 1 | TC/ Lon C Hill/ Electrical Drawings | I-L
TSD3721 | E1108 | Wiring Diagram - Panel 21R | TC/ Lon C Hill/ Electrical Drawings | I-L
TSD3722 | E1111 | Wiring Diagram - Station Cubicle S21 | TC/ Lon C Hill/ Electrical Drawings | I-L
TSD3723 | E1112 | Wiring Diagram - Station Cubicle S22 | TC/ Lon C Hill/ Electrical Drawings | I-L
TSD3724 | E1114 | Wiring Diagram - 2300V Switch Group 2A Cubicle 29A | TC/ Lon C Hill/ Electrical Drawings | I-L
TSD3725 | E1115 | Wiring Diagram - 2300V Switch Group 2A Cubicle 28A | TC/ Lon C Hill/ Electrical Drawings | I-L
TSD3726 | E1116 | Wiring Diagram - 2300V Switch Group 2A Cubicle 27A | TC/ Lon C Hill/ Electrical Drawings | I-L
TSD3727 | E1117 | Wiring Diagram - 2300V Switch Group 2A Cubicle 26A | TC/ Lon C Hill/ Electrical Drawings | I-L
TSD3728 | E1118 | Wiring Diagram - 2300V Switch Group 2A Cubicle 25A | TC/ Lon C Hill/ Electrical Drawings | I-L
TSD3729 | E1119 | Wiring Diagram - 2300V Switch Group 2A Cubicle 24A | TC/ Lon C Hill/ Electrical Drawings | I-L
TSD3730 | E1120 | Wiring Diagram - 2300V Switch Group 2A Cubicle 23A | TC/ Lon C Hill/ Electrical Drawings | I-L
TSD3731 | E1121 | Wiring Diagram - 2300V Switch Group 2A Cubicle 22A | TC/ Lon C Hill/ Electrical Drawings | I-L
TSD3732 | E1122 | Wiring Diagram - 2300V Switch Group 2A Cubicle 21A | TC/ Lon C Hill/ Electrical Drawings | I-L
TSD3733 | E1123 | Wiring Diagram - 2300V Switch Group 2A Cubicle 20A | TC/ Lon C Hill/ Electrical Drawings | I-L
TSD3734 | E1124 | Wiring Diagram - 2300V Switch Group 2A Cubicle 20B | TC/ Lon C Hill/ Electrical Drawings | I-L
TSD3735 | E1125 | Wiring Diagram - 2300V Switch Group 2A Cubicle 21B | TC/ Lon C Hill/ Electrical Drawings | I-L
TSD3736 | E1126 | Wiring Diagram - 2300V Switch Group 2A Cubicle 22B | TC/ Lon C Hill/ Electrical Drawings | I-L
TSD3737 | E1127 | Wiring Diagram - 2300V Switch Group 2A Cubicle 23B | TC/ Lon C Hill/ Electrical Drawings | I-L
TSD3738 | E1128 | Wiring Diagram - 2300V Switch Group 2A Cubicle 24B | TC/ Lon C Hill/ Electrical Drawings | I-L
TSD3739
TSD3740 | E1129 | Wiring Diagram - 2300V Switch Group 2A Cubicle 25B | TC/ Lon C Hill/ Electrical Drawings | I-L
TSD3741 | E1130 | Wiring Diagram - 2300V Switch Group 2A Cubicle 26B | TC/ Lon C Hill/ Electrical Drawings | I-L
TSD3742 | E1131 | Wiring Diagram - 2300V Switch Group 2A Cubicle 27B | TC/ Lon C Hill/ Electrical Drawings | I-L
TSD3743 | E1132 | Wiring Diagram - 2300V Switch Group 2A Cubicle 28B | TC/ Lon C Hill/ Electrical Drawings | I-L
TSD3744 | E1133 | Wiring Diagram - 2300V Switch Group 2A Cubicle 29B | TC/ Lon C Hill/ Electrical Drawings | I-L
TSD3745 | E1136 | Wiring Diagram - 440V Switch Group 2 Comp 1 | TC/ Lon C Hill/ Electrical Drawings | I-L
TSD3746 | E1137 | Wiring Diagram - 440V Switch Group 2 Comp 2 & 3 | TC/ Lon C Hill/ Electrical Drawings | I-L
TSD3747 | E1138 | Wiring Diagram - 440V Switch Group 2 Comp 4 | TC/ Lon C Hill/ Electrical Drawings | I-L
TSD3748 | E1139 | Wiring Diagram - 440V Switch Group 2 Comp 5 | TC/ Lon C Hill/ Electrical Drawings | I-L
TSD3749 | E1142 | Wiring Diagram - 440V Cooling Tower Substn 2A - Cubicle 2 | TC/ Lon C Hill/ Electrical Drawings | I-L
TSD3750 | E1145 | Wiring Diagram - 440V Cooling Tower Substn 2B - Cubicle 5 | TC/ Lon C Hill/ Electrical Drawings | I-L
TSD3751 | E1146 | Wiring Diagram - 440V Cooling Tower Substn 2B - Cubicle 6 | TC/ Lon C Hill/ Electrical Drawings | I-L
TSD3752 | E1147 | Wiring Diagram - 440V Cooling Tower Substn 2B - Cubicle 7 | TC/ Lon C Hill/ Electrical Drawings | I-L
TSD3753 | E50 | General Arrangement & Grounding- Basement- Plan- Unit 2 | TC/ Lon C Hill/ Electrical Drawings | I-L
TSD3753a | M1 | Property Plat - Units 1, 2, 3 & 4 | TC/ Lon C Hill/ Mechanical Drawings | I-L
TSD3754 | E51 | General Arrangement & Grounding - Sections - Unit 2 | TC/ Lon C Hill/ Electrical Drawings | I-L
TSD3754a | M2 | General Arrangement Plan Main Floor - Units 1 & 2 | TC/ Lon C Hill/ Mechanical Drawings | I-L
TSD3755 | E52 | Conduits in Substructure - Plan - Unit 2 | TC/ Lon C Hill/ Electrical Drawings | I-L
TSD3755a | M3 | General Arrangement Plan Grade Floor - Units 1 & 3 | TC/ Lon C Hill/ Mechanical Drawings | I-L
TSD3756 | E53 | Conduits in Substructure - Sections - Unit 2 | TC/ Lon C Hill/ Electrical Drawings | I-L
TSD3756a | M4 | General Cross Section - Units 1 & 2 | TC/ Lon C Hill/ Mechanical Drawings | I-L
TSD3757 | E54 | Conduits in Turbine Foundation - Plans & Sections - Unit 2 | TC/ Lon C Hill/ Electrical Drawings | I-L
TSD3757a | M5 | Longitudinal Section - Units 1 & 2 | TC/ Lon C Hill/ Mechanical Drawings | I-L
TSD3758 | E55 | Cable Pans - Turbine Room - Plan - Unit 2 | TC/ Lon C Hill/ Electrical Drawings | I-L
TSD3759 | E56 | Cable Pans - Turbine Room - Sections - Unit 2 | TC/ Lon C Hill/ Electrical Drawings | I-L
TSD3760 | E57 | Cable Pans - Turbine Room - Sections & Details - Unit 2 | TC/ Lon C Hill/ Electrical Drawings | I-L
TSD3761 | E1152 | Wiring Diagram - 440V Motor Control Center 2-2 - Part 1 | TC/ Lon C Hill/ Electrical Drawings | I-L
TSD3762 | E1153 | Wiring Diagram - 440V Motor Control Center 2-2 - Part 2 | TC/ Lon C Hill/ Electrical Drawings | I-L
TSD3763 | E1155 | Wiring Diagram - Turbine Starting Panel No.2 | TC/ Lon C Hill/ Electrical Drawings | I-L
TSD3764 | E1161A | Wiring Diagram - Boiler Gauge Board 2 Front - Part 1 | TC/ Lon C Hill/ Electrical Drawings | I-L
TSD3765 | E1162A | Wiring Diagram - Boiler Gauge Board 2 Front - Part 2 | TC/ Lon C Hill/ Electrical Drawings | I-L
TSD3766 | E1163 | Wiring Diagram - Boiler Gauge Board 2 Rear | TC/ Lon C Hill/ Electrical Drawings | I-L
TSD3767 | E1166 | Elevations of Gauge Boards | TC/ Lon C Hill/ Electrical Drawings | I-L
TSD3768 | E1167 | Wiring Diagram - Boiler No. 2 Ignition | TC/ Lon C Hill/ Electrical Drawings | I-L
TSD3769 | E1169 | Schem Diag- Gauge Board Turb Boiler No 2 Annunciators | TC/ Lon C Hill/ Electrical Drawings | I-L
TSD3770 | E1170 | Schematic Diagram - Limitorque Operator | TC/ Lon C Hill/ Electrical Drawings | I-L
TSD3771 | E1171 | Wiring Diagram - Thermocouple & Misc Inst | TC/ Lon C Hill/ Electrical Drawings | I-L
TSD3772 | E1175 | Schem Diag- 2300V & 440V Main Brkrs & Alarms- Unit 2 | TC/ Lon C Hill/ Electrical Drawings | I-L
TSD3773 | E1176 | Schematic Diagram - Unit 2 Voltage Regulating Equipment | TC/ Lon C Hill/ Electrical Drawings | I-L
TSD3774 | E1179 | Relaying & Metering Diag- 2300 & 440V Aux's Unit 2 - Part 2 | TC/ Lon C Hill/ Electrical Drawings | I-L
TSD3775 | 198540-E01 | CO2 Skid Chemetron | TC/ Manufacturer's Lit/ Fire Protection System | I
TSD3776
TSD3777
TSD3778
TSD3779
TSD3780 | TCP Aux Panel | TCP Auxiliary Panel | TC/ ProEnergy/Controls | I-L
TSD3781 | M108 | Equipment Foundations - Sheet 1 - Unit 2 | TC/ Lon C Hill/ Mechanical Drawings | I-L
TSD3782 | M109 | Equipment Foundations - Sheet 2 - Unit 2 | TC/ Lon C Hill/ Mechanical Drawings | I-L
TSD3783 | M110 | Details of Miscellaneous Tanks - Unit 2 | TC/ Lon C Hill/ Mechanical Drawings | I-L
TSD3784 | M127 | Circulating Water Piping - Unit 2 | TC/ Lon C Hill/ Mechanical Drawings | I-L
TSD3785 | M129 | Main Stream Piping - Plan & Sections - Unit 2 | TC/ Lon C Hill/ Mechanical Drawings | I-L
TSD3786 | M130 | Main Stream Piping Hangers - Unit 2 | TC/ Lon C Hill/ Mechanical Drawings | I-L
TSD3787 | M131 | Plan & Sections of Extraction Steam Piping - Unit 2 | TC/ Lon C Hill/ Mechanical Drawings | I-L
TSD3788 | M132 | Sections of Extaction Steam Piping - Unit 2 | TC/ Lon C Hill/ Mechanical Drawings | I-L
TSD3789 | M133 | Extraction Steam Hangers - Unit 2 | TC/ Lon C Hill/ Mechanical Drawings | I-L
TSD3790 | M134 | Plan of Boiler Feed Piping - Unit 2 | TC/ Lon C Hill/ Mechanical Drawings | I-L
TSD3791 | M135 | Sections of Boilder Feed Piping - Unit 2 | TC/ Lon C Hill/ Mechanical Drawings | I-L
TSD3792 | M136 | Boiler Feed Hangers - Unit 2 | TC/ Lon C Hill/ Mechanical Drawings | I-L
TSD3793 | M137 | Boiler Room Piping Plan "A-A" - Unit 2 | TC/ Lon C Hill/ Mechanical Drawings | I-L
TSD3794 | M138 | Boiler Room Piping Plan "B-B" - Unit 2 | TC/ Lon C Hill/ Mechanical Drawings | I-L
TSD3795 | M140 | Boiler Room Piping Plan "D-D" - Unit 2 | TC/ Lon C Hill/ Mechanical Drawings | I-L
TSD3796 | M141 | Boiler Room Piping Plan "E-E" - Unit 2 | TC/ Lon C Hill/ Mechanical Drawings | I-L
TSD3797 | M142 | Boiler Room Piping Plan "F-F" - Unit 2 | TC/ Lon C Hill/ Mechanical Drawings | I-L
TSD3798 | M143 | Boiler Room Piping Section "G-G" - Unit 2 | TC/ Lon C Hill/ Mechanical Drawings | I-L
TSD3799 | M145 | Boiler Room Piping Section "J-J" - Unit 2 | TC/ Lon C Hill/ Mechanical Drawings | I-L
TSD3800 | M146 | Boiler Room Piping Sections "K-K", "L-L" & "M-M" - Unit 2 | TC/ Lon C Hill/ Mechanical Drawings | I-L
TSD3801 | M147 | Boiler Room Piping Section "N-N" - Unit 2 | TC/ Lon C Hill/ Mechanical Drawings | I-L
TSD3802 | M148 | Boiler Room Piping Section "P-P" - Unit 2 | TC/ Lon C Hill/ Mechanical Drawings | I-L
TSD3803 | M151 | Turbine Room Piping Ground Floor Plan - Unit 2 | TC/ Lon C Hill/ Mechanical Drawings | I-L
TSD3804 | M152 | Turbine Room Piping Plan at Elevation 85' - 6' - Unit 2 | TC/ Lon C Hill/ Mechanical Drawings | I-L
TSD3805 | M153 | Turbine Room Piping Upper Ground Floor Plan - Unit 2 | TC/ Lon C Hill/ Mechanical Drawings | I-L
TSD3806 | M154 | Turbine Room Piping Main Floor Plan - Unit 2 | TC/ Lon C Hill/ Mechanical Drawings | I-L
TSD3807 | M139 | Boiler Room Piping Plan "C-C" - Unit 2 | TC/ Lon C Hill/ Mechanical Drawings | I-L
TSD3808 | M144 | Boiler Room Piping Section "H-H" - Unit 2 | TC/ Lon C Hill/ Mechanical Drawings | I-L
TSD3809 | M111 | Diagram of Index & Piping Symbols - Unit 2 | TC/ Lon C Hill/ Mechanical Drawings | I-L
TSD3810 | M112 | Diagram of Main & Aux Steam Piping - Unit 2 | TC/ Lon C Hill/ Mechanical Drawings | I-L
TSD3811 | M113 | Diagram of Extraction Steam Piping - Unit 2 | TC/ Lon C Hill/ Mechanical Drawings | I-L
TSD3812 | M114 | Diagram of Boiler Feed Piping - Unit 2 | TC/ Lon C Hill/ Mechanical Drawings | I-L
TSD3813 | M115 | Diagram of Condesate Piping - Unit 2 | TC/ Lon C Hill/ Mechanical Drawings | I-L
TSD3814 | M116 | Diagram of Circulating Water Piping - Unit 2 | TC/ Lon C Hill/ Mechanical Drawings | I-L
TSD3815 | M117 | Diagram of Heater Drain Piping - Unit 2 | TC/ Lon C Hill/ Mechanical Drawings | I-L
TSD3816 | M118 | Diagram of Cooling Water Piping - Unit 2 | TC/ Lon C Hill/ Mechanical Drawings | I-L
TSD3817 | M119 | Diagram of Low Pressure Drains - Unit 2 | TC/ Lon C Hill/ Mechanical Drawings | I-L
TSD3818 | M120 | Diagram of High Pressure Drains - Unit 2 | TC/ Lon C Hill/ Mechanical Drawings | I-L
TSD3819 | M121 | Diagram of Gas Piping - Unit 2 | TC/ Lon C Hill/ Mechanical Drawings | I-L
TSD3820 | M122 | Diagram of Fuel Oil Piping - Unit 2 | TC/ Lon C Hill/ Mechanical Drawings | I-L
TSD3821 | M123 | Diagram of Turbine Oil Piping - Unit 2 | TC/ Lon C Hill/ Mechanical Drawings | I-L
TSD3822 | M124 | Diagram of Vent Piping - Unit 2 | TC/ Lon C Hill/ Mechanical Drawings | I-L
TSD3823 | M155 | Turbine Room Piping Long Sect "K-K" & "L-L" - Unit 2 | TC/ Lon C Hill/ Mechanical Drawings | I-L
TSD3824 | M156 | Turbine Room Piping Long Sect "M-M" & "N-N" - Unit 2 | TC/ Lon C Hill/ Mechanical Drawings | I-L
TSD3825 | M157 | Turbine Room Piping Cross Sect "O-O" & "P-P" - Unit 2 | TC/ Lon C Hill/ Mechanical Drawings | I-L
TSD3826 | M158 | Turbine Room Piping Cross Sect "Q-Q" & "R-R" - Unit 2 | TC/ Lon C Hill/ Mechanical Drawings | I-L
TSD3827 | M159 | Outdoor Piping - Unit 2 | TC/ Lon C Hill/ Mechanical Drawings | I-L
TSD3828 | M160 | Outdoor Piping & Sections - Unit 2 | TC/ Lon C Hill/ Mechanical Drawings | I-L
TSD3829 | M161 | Plan of Boiler Galleries at Elev 175' -2 1/4" & 156' -10 1/4" - Unit 2 | TC/ Lon C Hill/ Mechanical Drawings | I-L
TSD3830 | M162 | Plan of Boiler Galleries at Elev 147' -0" - Unit 2 | TC/ Lon C Hill/ Mechanical Drawings | I-L
TSD3831 | M163 | Plan of Boiler Galleries at Elev 138' -5 1/4" & 139' -6" - Unit 2 | TC/ Lon C Hill/ Mechanical Drawings | I-L
TSD3832 | M164 | Plan of Bloier Galleries at Elev 129' -2", 104' -2 3/4" & 98' -0"- U2 | TC/ Lon C Hill/ Mechanical Drawings | I-L
TSD3833 | M165 | Cross Section "A-A" Boiler Galleries - Unit 2 | TC/ Lon C Hill/ Mechanical Drawings | I-L
TSD3834 | M166 | Cross Section "B-B" Boiler Galleries - Unit 2 | TC/ Lon C Hill/ Mechanical Drawings | I-L
TSD3835 | M167 | Cross Section "C-C" Boiler Galleries - Unit 2 | TC/ Lon C Hill/ Mechanical Drawings | I-L
TSD3836 | M168 | Boiler Galleries Misc Sect & Details - Unit 2 | TC/ Lon C Hill/ Mechanical Drawings | I-L
TSD3837 | M169 | Turbine Floor - Mezzanine Floor - Unit 2 | TC/ Lon C Hill/ Mechanical Drawings | I-L
TSD3838 | M170 | Misc Iron in Turbine & Boiler Room - Unit 2 | TC/ Lon C Hill/ Mechanical Drawings | I-L
TSD3839 | M171 | Forced Draft Blower Inlet Ducts - Unit 2 | TC/ Lon C Hill/ Mechanical Drawings | I-L
TSD3840 | M172 | Duct to Stack & Misc Details - Unit 2 | TC/ Lon C Hill/ Mechanical Drawings | I-L
TSD3841 | M173 | Control Units for Fans & Valves - Unit 2 | TC/ Lon C Hill/ Mechanical Drawings | I-L
TSD3842 | M174 | Diagram of Combustion Control Air Piping - Unit 2 | TC/ Lon C Hill/ Mechanical Drawings | I-L
TSD3843 | M175 | Terminal Connections - Unit 2 | TC/ Lon C Hill/ Mechanical Drawings | I-L
TSD3844 | M176 | Combustion Air Recirculating Ducts - Plans & Sections | TC/ Lon C Hill/ Mechanical Drawings | I-L
TSD3845 | M177 | Miscellaneous Galleries - Plans & Sections | TC/ Lon C Hill/ Mechanical Drawings | I-L
TSD3846 | 20-004-02 | Oily Water Separator, Foundation Plan & Sections | TC/ EDGI/ PRO-0803/ Foundation | I
TSD3847 | 20-007-02 | Fuel Treatment Shed - Foundation Sections | TC/ EDGI/ PRO-0803/ Foundation | I
TSD3848 | 20-007-03 | Fuel Treatment Shed - Foundation Plan & Sections | TC/ EDGI/ PRO-0803/ Foundation | I
TSD3849 | 20-009-02 | Final Pass RO System Bldg. - Foundation Sections | TC/ EDGI/ PRO-0803/ Foundation | I
TSD3850 | 20-009-03 | Final Pass RO System Bldg. - Foundation Plan & Sections | TC/ EDGI/ PRO-0803/ Foundation | I
TSD3851 | 20-010-02 | Diesel Fuel Offload, - Foundation Reinforcing Plan & Details | TC/ EDGI/ PRO-0803/ Foundation | I
TSD3852 | 20-055-01 | Foundation Location Plan - 115 KV Substarion | TC/ EDGI/ PRO-0803/ Foundation | I
TSD3853 | 20-056-02 | CVT Foundation (F-2) & Details - 115 KV Substarion | TC/ EDGI/ PRO-0803/ Foundation | I
TSD3854 | 20-056-03 | Switch & Disconn Switch Found (F-3)(F-4) & Details-115 KV Subst | TC/ EDGI/ PRO-0803/ Foundation | I
TSD3855 | 20-056-04 | Porch Foundation (F-5) & Details - 115 KV Substarion | TC/ EDGI/ PRO-0803/ Foundation | I
TSD3856 | 20-056-05 | Dead End Tower Foundation (F-6) & Details - 115 KV Substarion | TC/ EDGI/ PRO-0803/ Foundation | I
TSD3857 | 20-056-06 | Lighting Arrestor Foundation (F-7) & Details - 115 KV Substarion | TC/ EDGI/ PRO-0803/ Foundation | I
TSD3858 | 20-056-07 | Post Type Insulator Foundation (F-8) & Details - 115 KV Substarion | TC/ EDGI/ PRO-0803/ Foundation | I
TSD3859 | 20-057-01 | Fence - Sections & Details - 115 KV Substarion | TC/ EDGI/ PRO-0803/ Foundation | I
TSD3860 | 20-057-02 | Fence - Vehicular & Peatonal Access - 115 KV Substarion | TC/ EDGI/ PRO-0803/ Foundation | I
TSD3861 | 30-009-02 | Control House - Buidling Details | TC/ EDGI/ PRO-0803/ Structural | I
TSD3862 | 50-007-01 thru 06 | Line List | TC/ EDGI/ PRO-0803/ Mechanical | I
TSD3863 | 50-009-01, 02 | Valve List | TC/ EDGI/ PRO-0803/ Mechanical | I
TSD3864 | 50-030-04 | Process & Instrumentation Diagram - Boiler | TC/ EDGI/ PRO-0803/ Mechanical | I
TSD3865 | 50-105-01 | Piping Plot Plan - Admin/Warehouse Building Area | TC/ EDGI/ PRO-0803/ Mechanical | I
TSD3866 | 50-109-01 | Piping Plot Plan - West of Admin Building | TC/ EDGI/ PRO-0803/ Mechanical | I
TSD3867 | 50-132-01 | Piping Plot Plan - North of Raw HFO Tank | TC/ EDGI/ PRO-0803/ Mechanical | I
TSD3868 | 50-150-01 | Location Plan Drain - 115 KV Substation | TC/ EDGI/ PRO-0803/ Mechanical | I
TSD3869 | 50-150-02 | Drain - Man Hole - 115 KV Substation | TC/ EDGI/ PRO-0803/ Mechanical | I
TSD3870 | 70-010-01, 02 | Instruments Control Valves Index | TC/ EDGI/ PRO-0803/ Instrumentation & Control | I
TSD3871 | 80-005-01 | Raw Distillate Storage Tank | TC/ EDGI/ PRO-0803/ Fabrication | I
TSD3872 | 60-003-04 | One Line Diagram - LV Distribution MCC - Water | TC/ EDGI/ PRO-0803/ Electrical/ 060-BOP | I
TSD3873 | 60-011-01 thru 011 | Cable Schedule | TC/ EDGI/ PRO-0803/ Electrical/ 060-BOP | I
TSD3874 | 60-012-01 thru 014 | Conduit Schedule | TC/ EDGI/ PRO-0803/ Electrical/ 060-BOP | I
TSD3875 | 60-030-01 | Equipment Drawing - Raw DFO Fuel Tank, JB-401, T-1451 | TC/ EDGI/ PRO-0803/ Electrical/ 060-BOP | I
TSD3876 | 60-030-02 | Equipment Drawing - Treated DFO Fuel Tank, JB-402, T-1454 | TC/ EDGI/ PRO-0803/ Electrical/ 060-BOP | I
TSD3877 | 60-030-03 | Equipment Drawing - HFO Holding Tank, JB-403, T-1401 | TC/ EDGI/ PRO-0803/ Electrical/ 060-BOP | I
TSD3878 | 60-030-04 | Equipment Drawing - HFO Verification Tank, JB-404, T-1403A | TC/ EDGI/ PRO-0803/ Electrical/ 060-BOP | I
TSD3879 | 60-030-05 | Equipment Drawing - HFO Verification Tank, JB-405, T-1403B | TC/ EDGI/ PRO-0803/ Electrical/ 060-BOP | I
TSD3880 | 60-030-06 | Equipment Drawing - Treated HFO Storage, JB-406, T-1404 | TC/ EDGI/ PRO-0803/ Electrical/ 060-BOP | I
TSD3881 | 60-030-07 | Equipment Drawing - Treated HFO Day Tank, JB-407, T-1405 | TC/ EDGI/ PRO-0803/ Electrical/ 060-BOP | I
TSD3882 | 60-030-08 | Equipment Drawing - Centrifuge Area, JB-408 | TC/ EDGI/ PRO-0803/ Electrical/ 060-BOP | I
TSD3883 | 60-030-09 | Equipment Drawing - Raw Fire Water Storage, JB-301, T-1501 | TC/ EDGI/ PRO-0803/ Electrical/ 060-BOP | I
TSD3884 | 60-030-10 | Equipment Drawing - Water Storage, JB-302, Demi Tanks | TC/ EDGI/ PRO-0803/ Electrical/ 060-BOP | I
TSD3885 | 60-031-03 | Equipment Drawings- Emergency Shutdown ST-3, DP-3 | TC/ EDGI/ PRO-0803/ Electrical/ 060-BOP | I
TSD3886 | 60-041-17 | Control Schematics-MCC Water | TC/ EDGI/ PRO-0803/ Electrical/ 060-BOP | I
TSD3887 | 60-041-18 | Control Schematics-MCC Water | TC/ EDGI/ PRO-0803/ Electrical/ 060-BOP | I
TSD3888 | 60-041-19 | Control Schematics-MCC Water | TC/ EDGI/ PRO-0803/ Electrical/ 060-BOP | I
TSD3889 | 60-041-20 | Control Schematics-MCC Water | TC/ EDGI/ PRO-0803/ Electrical/ 060-BOP | I
TSD3890 | 60-041-21 | Control Schematics-MCC Water | TC/ EDGI/ PRO-0803/ Electrical/ 060-BOP | I
TSD3891 | 60-044-01 | Control Schematic - Lighting Control Panel | TC/ EDGI/ PRO-0803/ Electrical/ 060-BOP | I
TSD3892 | 60-051-01 | Interconnect Diagram - Differential Relay for GSU- 15 KV Substation | TC/ EDGI/ PRO-0803/ Electrical/ 060-BOP | I
TSD3893 | 60-051-02 | Interconnect Diagram - Relay for Line - 115 KV Substation | TC/ EDGI/ PRO-0803/ Electrical/ 060-BOP | I
TSD3894 | 60-051-03 | Interconnect Diagram - Remote Close & Trip for GSU-115 KV Subst | TC/ EDGI/ PRO-0803/ Electrical/ 060-BOP | I
TSD3895 | 60-051-05 | Interconnect Diagram - Low Voltage Power DC-115 KV Substation | TC/ EDGI/ PRO-0803/ Electrical/ 060-BOP | I
TSD3896 | 60-051-06 | Interconnect Diagram - Low Voltage Power DC-115 KV Substation | TC/ EDGI/ PRO-0803/ Electrical/ 060-BOP | I
TSD3897 | 60-051-07 | Interconnect Diagram - Low Voltage Power DC-115 KV Substation | TC/ EDGI/ PRO-0803/ Electrical/ 060-BOP | I
TSD3898 | 60-053-01 | Interconnect Diagram - MCC - Fuel | TC/ EDGI/ PRO-0803/ Electrical/ 060-BOP | I
TSD3899 | 60-053-02 | Interconnect Diagram - MCC - Fuel | TC/ EDGI/ PRO-0803/ Electrical/ 060-BOP | I
TSD3900 | 60-053-03 | Interconnect Diagram - MCC - Fuel | TC/ EDGI/ PRO-0803/ Electrical/ 060-BOP | I
TSD3901 | 60-053-04 | Interconnect Diagram - MCC - Water | TC/ EDGI/ PRO-0803/ Electrical/ 060-BOP | I
TSD3902 | 60-053-05 | Interconnect Diagram - MCC - Water | TC/ EDGI/ PRO-0803/ Electrical/ 060-BOP | I
TSD3903 | 60-053-06 | Interconnect Diagram - MCC - Water | TC/ EDGI/ PRO-0803/ Electrical/ 060-BOP | I
TSD3904 | 60-053-07 | Interconnect Diagram - MCC - Water | TC/ EDGI/ PRO-0803/ Electrical/ 060-BOP | I
TSD3905 | 60-054-01 | Interconnect Diagram - MCC - Cable | TC/ EDGI/ PRO-0803/ Electrical/ 060-BOP | I
TSD3906 | 60-054-02 | Interconnect Diagram - 480 Volt Cable | TC/ EDGI/ PRO-0803/ Electrical/ 060-BOP | I
TSD3907 | 60-054-03 | Interconnect Diagram - Power & Low Voltage Cable | TC/ EDGI/ PRO-0803/ Electrical/ 060-BOP | I
TSD3908 | 60-054-04 | Interconnect Diagram - Low Voltage Cable | TC/ EDGI/ PRO-0803/ Electrical/ 060-BOP | I
TSD3909 | 60-054-05 | Interconnect Diagram - Low Voltage Cable | TC/ EDGI/ PRO-0803/ Electrical/ 060-BOP | I
TSD3910 | 60-056-01 | Interconnect Diagram - Fuel System Control & Data Cables | TC/ EDGI/ PRO-0803/ Electrical/ 060-BOP | I
TSD3911 | 60-056-02 | Interconnect Diagram - Fuel System Control & Data Cables | TC/ EDGI/ PRO-0803/ Electrical/ 060-BOP | I
TSD3912 | 60-056-03 | Interconnect Diagram - Fuel System Control & Data Cables | TC/ EDGI/ PRO-0803/ Electrical/ 060-BOP | I
TSD3913 | 60-056-04 | Interconnect Diagram - Fuel System Control & Data Cables | TC/ EDGI/ PRO-0803/ Electrical/ 060-BOP | I
TSD3914 | 60-056-05 | Interconnect Diagram - Waste System Control & Data Cables | TC/ EDGI/ PRO-0803/ Electrical/ 060-BOP | I
TSD3915 | 60-056-06 | Interconnect Diagram - Shunt Trip ST-1, ST-2 & Data Cables | TC/ EDGI/ PRO-0803/ Electrical/ 060-BOP | I
TSD3916 | 60-056-07 | Interconnect Diagram - Shunt Trip ST-3 Data Cables | TC/ EDGI/ PRO-0803/ Electrical/ 060-BOP | I
TSD3917 | 60-084-01 | Wiring Diagram BOP - 480 Volt 3 Phase Water Building PB-6 | TC/ EDGI/ PRO-0803/ Electrical/ 060-BOP | I
TSD3918 | 60-085-01 | Wiring Diagram - Warehouse / Admin Building TRA-5 & TRA-6 | TC/ EDGI/ PRO-0803/ Electrical/ 060-BOP | I
TSD3919 | 60-087-01 | AC Breaker Panel - 208 VAC-115 KV Substation | TC/ EDGI/ PRO-0803/ Electrical/ 060-BOP | I
TSD3920 | 60-088-01 | DC Breaker Panel - 125 VDC-115 KV Substation | TC/ EDGI/ PRO-0803/ Electrical/ 060-BOP | I
TSD3921 | 60-100-11 | Electrical Details - Duct Bank Sections | TC/ EDGI/ PRO-0803/ Electrical/ 060-BOP | I
TSD3922 | 60-100-12 | Bank Duct - Details-115 KV Substation | TC/ EDGI/ PRO-0803/ Electrical/ 060-BOP | I
TSD3923 | 60-100-13 | Man Hole - Sections & Details-115 KV Substation | TC/ EDGI/ PRO-0803/ Electrical/ 060-BOP | I
TSD3924 | 60-100-16 | Electrical Details - Man Hole 126 and 127 | TC/ EDGI/ PRO-0803/ Electrical/ 060-BOP | I
TSD3925 | 60-100-17 | Electrical Details - Man Hole 122 and 115 | TC/ EDGI/ PRO-0803/ Electrical/ 060-BOP | I
TSD3926 | 60-100-18 | Electrical Details - Underground Vault | TC/ EDGI/ PRO-0803/ Electrical/ 060-BOP | I
TSD3927 | 60-100-19 | Electrical Details - Underground Man Hole 112 and 113 | TC/ EDGI/ PRO-0803/ Electrical/ 060-BOP | I
TSD3928 | 60-100-23 | Electrical Details - Man Hole Cable Support Rack | TC/ EDGI/ PRO-0803/ Electrical/ 060-BOP | I
TSD3929 | 60-105-02 | Lighting Layout - Warehouse / Admin Building | TC/ EDGI/ PRO-0803/ Electrical/ 060-BOP | I
TSD3930 | 60-106-02 | Electrical Plot Plan - 115 KV Substation | TC/ EDGI/ PRO-0803/ Electrical/ 060-BOP | I
TSD3931 | 60-106-03 | Electrical Plot Plan - Substation Elevations-115 KV Substation | TC/ EDGI/ PRO-0803/ Electrical/ 060-BOP | I
TSD3932 | 60-106-04 | Bill of Material - 115 KV Substation | TC/ EDGI/ PRO-0803/ Electrical/ 060-BOP | I
TSD3933 | 60-110-02 | Electrical Cable Tray Details | TC/ EDGI/ PRO-0803/ Electrical/ 060-BOP | I
TSD3934 | 60-114-02 | Electrical Details - Steam Building Penetrations | TC/ EDGI/ PRO-0803/ Electrical/ 060-BOP | I
TSD3935 | 60-115-02 | Conduit Penetration Details - PDC 100 & 200 | TC/ EDGI/ PRO-0803/ Electrical/ 060-BOP | I
TSD3936 | 60-117-02 | Conduit Penetration Details - Electrical Building | TC/ EDGI/ PRO-0803/ Electrical/ 060-BOP | I
TSD3937 | 60-117-03 | Lighting and Cable Tray - Electrical Building | TC/ EDGI/ PRO-0803/ Electrical/ 060-BOP | I
TSD3938 | 60-124-01 | Electrical Plot Plan - North of Chillers | TC/ EDGI/ PRO-0803/ Electrical/ 060-BOP | I
TSD3939 | 60-126-02 | Electrical Details - RO Building Electrical Penetrations | TC/ EDGI/ PRO-0803/ Electrical/ 060-BOP | I
TSD3940 | 60-126-03 | Lighting and Cable Tray - RO Building | TC/ EDGI/ PRO-0803/ Electrical/ 060-BOP | I
TSD3941 | 60-127-02 | Lighting and Cable Tray - HFO/DFO/Treatment Shed | TC/ EDGI/ PRO-0803/ Electrical/ 060-BOP | I
TSD3942 | 60-128-01 | Electrical Plot Plan - North of HFO Waste System | TC/ EDGI/ PRO-0803/ Electrical/ 060-BOP | I
TSD3943 | 60-132-01 | Electrical Plot Plan - North of Tank Farm Area | TC/ EDGI/ PRO-0803/ Electrical/ 060-BOP | I
TSD3944 | 60-136-01 | Electrical Plot Plan -Northeast of Tank Farm | TC/ EDGI/ PRO-0803/ Electrical/ 060-BOP | I
TSD3945 | 60-140-01 | Lighting Location Plan | TC/ EDGI/ PRO-0803/ Electrical/ 060-BOP | I
TSD3946 | 60-168-01 | Grounding Plot Plan - West of Steam Building | TC/ EDGI/ PRO-0803/ Electrical/ 060-BOP | I
TSD3947 | 60-169-01 | Grounding Plot Plan - East of Unit 200 | TC/ EDGI/ PRO-0803/ Electrical/ 060-BOP | I
TSD3948 | 60-170-01 | Grounding Plot Plan - Administration & Warehouse Bldg. | TC/ EDGI/ PRO-0803/ Electrical/ 060-BOP | I
TSD3949 | 60-171-01 | Grounding Plot Plan - Raw Water Tank | TC/ EDGI/ PRO-0803/ Electrical/ 060-BOP | I
TSD3950 | 60-172-01 | Grounding Plot Plan - South Chiller | TC/ EDGI/ PRO-0803/ Electrical/ 060-BOP | I
TSD3951 | 60-173-01 | Grounding Plot Plan - North Chiller | TC/ EDGI/ PRO-0803/ Electrical/ 060-BOP | I
TSD3952 | 60-174-01 | Grounding Plot Plan - North of Chillers | TC/ EDGI/ PRO-0803/ Electrical/ 060-BOP | I
TSD3953 | 60-175-01 | Grounding Plot Plan - Fire Skid | TC/ EDGI/ PRO-0803/ Electrical/ 060-BOP | I
TSD3954 | 60-176-01 | Grounding Plot Plan - RO Building | TC/ EDGI/ PRO-0803/ Electrical/ 060-BOP | I
TSD3955 | 60-177-01 | Grounding Plot Plan - Fuel Building | TC/ EDGI/ PRO-0803/ Electrical/ 060-BOP | I
TSD3956 | 60-178-01 | Grounding Plot Plan - North of HFO Waste System | TC/ EDGI/ PRO-0803/ Electrical/ 060-BOP | I
TSD3957 | 60-179-01 | Grounding Plot Plan - Fuel Off Load Building | TC/ EDGI/ PRO-0803/ Electrical/ 060-BOP | I
TSD3958 | 60-180-01 | Grounding Plot Plan - South of Tank Farm Area | TC/ EDGI/ PRO-0803/ Electrical/ 060-BOP | I
TSD3959 | 60-181-01 | Grounding Plot Plan - North Tank Farm Area | TC/ EDGI/ PRO-0803/ Electrical/ 060-BOP | I
TSD3960 | 60-182-01 | Grounding Plot Plan - North of Tank Farm Area | TC/ EDGI/ PRO-0803/ Electrical/ 060-BOP | I
TSD3961 | 60-183-01 | Grounding Plot Plan - Administration & Warehouse Bldg. | TC/ EDGI/ PRO-0803/ Electrical/ 060-BOP | I
TSD3962 | 60-184-01 | Grounding Plot Plan - West of Tank Farm | TC/ EDGI/ PRO-0803/ Electrical/ 060-BOP | I
TSD3963 | 60-185-01 | Grounding Plot Plan - Southwest of Tank Farm | TC/ EDGI/ PRO-0803/ Electrical/ 060-BOP | I
TSD3964 | 60-197-01 | Electrical Details - Grounding | TC/ EDGI/ PRO-0803/ Electrical/ 060-BOP | I
TSD3965 | 60-197-02 | Electrical Details - Grounding | TC/ EDGI/ PRO-0803/ Electrical/ 060-BOP | I
TSD3966 | 60-197-03 | Electrical Details - Grounding | TC/ EDGI/ PRO-0803/ Electrical/ 060-BOP | I
TSD3967 | 60-197-04 | Electrical Details - Grounding | TC/ EDGI/ PRO-0803/ Electrical/ 060-BOP | I
TSD3968 | 60-200-01 | Electrical Equipment List | TC/ EDGI/ PRO-0803/ Electrical/ 060-BOP | I
TSD3969 | B70 | Column Schedule - Unit 2 | TC/ Lon C Hill/ Structural Drawings | I-L
TSD3970 | B71 | Heater Floor Framing Plan - Unit 2 | TC/ Lon C Hill/ Structural Drawings | I-L
TSD3971 | B72 | Main Floor Framing Plan - Unit 2 | TC/ Lon C Hill/ Structural Drawings | I-L
TSD3972 | B73 | Deaerator Roof & Crane Girder Framing Plans - Unit 2 | TC/ Lon C Hill/ Structural Drawings | I-L
TSD3973 | B74 | Turbine Room Roof Framing Plan - Unit 2 | TC/ Lon C Hill/ Structural Drawings | I-L
TSD3974 | B75 | Turbine Room Framing Section & Details - Unit 2 | TC/ Lon C Hill/ Structural Drawings | I-L
TSD3975 | B76 | Turbine Room Framing Section & Details - Unit 2 | TC/ Lon C Hill/ Structural Drawings | I-L
TSD3976 | B77 | Galley Supports on Dearator Roof - Unit 2 | TC/ Lon C Hill/ Structural Drawings | I-L
TSD3977 | B78 | Temporary End Wall Framing - Unit 2 | TC/ Lon C Hill/ Structural Drawings | I-L
TSD3978 | B79 | Wind Bracing - Column Rows B, E & G - Unit 2 | TC/ Lon C Hill/ Structural Drawings | I-L
TSD3979 | B80 | Wind Bracing - Column Rows 8 thru 11 - Unit 2 | TC/ Lon C Hill/ Structural Drawings | I-L
TSD3980 | B81 | Turbine Foundation Plan - Unit 2 | TC/ Lon C Hill/ Structural Drawings | I-L
TSD3981 | B82 | Turbine Foundation Sections & Elevations - Unit 2 | TC/ Lon C Hill/ Structural Drawings | I-L
TSD3982 | B83 | Turbine Foundation Sections - Unit 2 | TC/ Lon C Hill/ Structural Drawings | I-L
TSD3983 | B84 | Turbine Foundation Details - Unit 2 | TC/ Lon C Hill/ Structural Drawings | I-L
TSD3984 | B85 | Turbine Room Foundation Plans - Unit 2 | TC/ Lon C Hill/ Structural Drawings | I-L
TSD3985 | B86 | Turbine Room Foundation Sections - Unit 2 | TC/ Lon C Hill/ Structural Drawings | I-L
TSD3986 | B87 | Turbine Room Foundation Sections & Details - Unit 2 | TC/ Lon C Hill/ Structural Drawings | I-L
TSD3987 | B88 | Turbine Room Foundation Sections & Details - Unit 2 | TC/ Lon C Hill/ Structural Drawings | I-L
TSD3988 | B89 | Boiler Foundation Plan - Unit 2 | TC/ Lon C Hill/ Structural Drawings | I-L
TSD3989 | B90 | Boiler Foundation Sectons & Details - Unit 2 | TC/ Lon C Hill/ Structural Drawings | I-L
TSD3990 | B92 | General Main Leads - Bus Duct Structure - Unit 2 | TC/ Lon C Hill/ Structural Drawings | I-L
TSD3991 | B93 | Transformer, Tower & Tanks Foundation Details - Unit 2 | TC/ Lon C Hill/ Structural Drawings | I-L
TSD3992 | B94 | Cooling Tower Basin Extension Plan & Sections - Unit 2 | TC/ Lon C Hill/ Structural Drawings | I-L
TSD3993 | B95 | West Elevation - Unit 2 | TC/ Lon C Hill/ Structural Drawings | I-L
TSD3994 | B96 | North Elevation - Unit 2 | TC/ Lon C Hill/ Structural Drawings | I-L
TSD3995 | B97 | East Elevation - Unit 2 | TC/ Lon C Hill/ Structural Drawings | I-L
TSD3996 | B98 | Turbine Room Grade Floor Plan - Unit 2 | TC/ Lon C Hill/ Structural Drawings | I-L
TSD3997 | B99 | Heater Floor Plan - Unit 2 | TC/ Lon C Hill/ Structural Drawings | I-L
TSD3998 | B100 | Turbine Room Main Floor Plan - Unit 2 | TC/ Lon C Hill/ Structural Drawings | I-L
TSD3999 | B101 | Upper Turbine Room & Deaerator Roof Plan - Unit 2 | TC/ Lon C Hill/ Structural Drawings | I-L
TSD4000 | B102 | Turbine Room Roof Plan - Unit 2 | TC/ Lon C Hill/ Structural Drawings | I-L
TSD4001 | B103 | Boiler Slab Plan - Unit 2 | TC/ Lon C Hill/ Structural Drawings | I-L
TSD4002 | B104 | Wall Sections - Unit 2 | TC/ Lon C Hill/ Structural Drawings | I-L
TSD4003 | B105 | Wall Sections - Unit 2 | TC/ Lon C Hill/ Structural Drawings | I-L
TSD4004 | B106 | Window Details - Unit 2 | TC/ Lon C Hill/ Structural Drawings | I-L
TSD4005 | B107 | Door Schedule & Details - Unit 2 | TC/ Lon C Hill/ Structural Drawings | I-L
TSD4006 | B108 | Architectural Miscellaneous Details - Unit 2 | TC/ Lon C Hill/ Structural Drawings | I-L
TSD4007 | B109 | Removable Slab Details - Unit 2 | TC/ Lon C Hill/ Structural Drawings | I-L
TSD4008 | B110 | Bouler Enclosure Details - Unit 2 | TC/ Lon C Hill/ Structural Drawings | I-L
TSD4009 | B111 | Steel Stair Details - Unit 2 | TC/ Lon C Hill/ Structural Drawings | I-L
TSD4010 | B112 | Gauge Board Mounting Details - Unit 2 | TC/ Lon C Hill/ Structural Drawings | I-L
TSD4011 | B113 | Deaerator Roof Details - Unit 2 | TC/ Lon C Hill/ Structural Drawings | I-L
TSD4012 | B114 | Miscellaneous Steel Frame Details - Unit 2 | TC/ Lon C Hill/ Structural Drawings | I-L
TSD4013 | B115 | Cooling Tower Basin - Plan & Sections - Unit 2 | TC/ Lon C Hill/ Structural Drawings | I-L
TSD4014 | B116 | Cooling Tower Basin - Plan & Sections - Unit 2 | TC/ Lon C Hill/ Structural Drawings | I-L
TSD4015 | B117 | Cooling Tower Substation Foundation - Unit 2 | TC/ Lon C Hill/ Structural Drawings | I-L
TSD4016
TSD4017
TSD4018
TSD4019
TSD4020
TSD4021
TSD4022
TSD4023
TSD4024
TSD4025
TSD4026
TSD4027
TSD4028
TSD4029 | 052-500321-050 | Chromalox Circulation Heater Certified Drawing | TC/ Mftr's Lit/ Fuel Sys/ Chromolax/ Circ Heater | I
TSD4496 | MCC Interface | MCC Interface | TC/ ProEnergy/ Controls | I-L