## Report
HE identifier | Title | Originator | Drawing No. | Old HE No.
036_1102_4000_01_02 | OPEN CIRCUIT &SHORT CIRCUIT CHARACTERISTICS | JOHN BROWN | 09983380-014
036_1102_4001_01_01 | GENERATOR CAPABILITY DIAGRAM | JOHN BROWN | 0998-3380-01
036_1102_4002_01_02 | VARIATION GENERATOR OUTPUT WITH COOLANT TEMPERATURE | JOHN BROWN | 0998-3380-01
036_1102_4003_01_05 | VARIATION GENERATOR EFFICIENCY WITH LOAD | JOHN BROWN | 0998-3380-01
036_1102_4004_01_06 | PERMISSIBLE DURATION OF NEGATIVE SEQUENCE CURRNT | JOHN BROWN | 0998-3380-01
036_1102_4005_01_01 | CALCULATED GENERATOR 'V' CURVES | JOHN BROWN | 0998-3380-01
036_1102_4006_01_00 | GEN VOLTAGE DECAY WITH LOSS OF EXCITATION | JOHN BROWN | 0998-3380-02
036_1102_4007_01_04 | VOLTS PER HERTZ CAPABILITY | JOHN BROWN | 0998-3380-02
036_1102_4008_01_01 | CALCULATED ZERO POWER FACTOR CHARACTERISTIC | JOHN BROWN | 0998-3380-02
036_1102_4009_01_00 | ESTIMATED MAGNETISATION CURVE | JOHN BROWN | 0998-3055-01
036_1102_4009_02_00 | ESTIMATED MAGNETISATION CURVE | JOHN BROWN | 0998-3055-01
036_1102_4010_00_00 | SPEC CONTROL CONT SYS SETTINGS | JOHN BROWN | 0998-4911-001
036_1102_4010_01_00 | GAS TURBINE LOADING-GAS FUEL | JOHN BROWN | 0998-3380-03
036_1102_4011_01_01 | STANDBY EARTH FAULT NEUTRAL CT MAG CURVE UNIT T3 & T4 | JOHN BROWN | 0998-3335-01
036_1102_4013_02_00 | MARK IV SPEEDTRONIC WIRING STANDARDS EXTERNAL TO CONTROL PANEL | JOHN BROWN | 0998-0435-001
036_1102_4013_03_00 | MARK IV SPEEDTRONIC WIRING STANDARDS EXTERNAL TO CONTROL PANEL | JOHN BROWN | 0998-0435-001
036_1102_4013_04_00 | MARK IV SPEEDTRONIC WIRING STANDARDS EXTERNAL TO CONTROL PANEL | JOHN BROWN | 0998-0435-001
036_1102_4013_05_00 | MARK IV SPEEDTRONIC WIRING STANDARDS EXTERNAL TO CONTROL PANEL | JOHN BROWN | 0998-0435-001
036_1102_4013_06_00 | MARK IV SPEEDTRONIC WIRING STANDARDS EXTERNAL TO CONTROL PANEL | JOHN BROWN | 0998-0435-001
036_1102_4013_07_00 | MARK IV SPEEDTRONIC WIRING STANDARDS EXTERNAL TO CONTROL PANEL | JOHN BROWN | 0998-0435-001
036_1102_4013_08_00 | MARK IV SPEEDTRONIC WIRING STANDARDS EXTERNAL TO CONTROL PANEL | JOHN BROWN | 0998-0435-001
036_1102_4015_01_00 | TEST CERTIFICATE OF CT (SHEET 1) | JOHN BROWN | 0998-3380-04
036_1102_4015_02_00 | TEST CERTIFICATE OF CT (SHEET 2) | JOHN BROWN | 0998-3380-04
036_1102_4015_03_00 | TEST CERTIFICATE OF CT (SHEET 3) | JOHN BROWN | 0998-3380-04
036_1102_4015_04_00 | TEST CERTIFICATE OF CT (SHEET 4) | JOHN BROWN | 0998-3380-04
036_1102_4017_01_00 | MAGNETIZING CURVE (PAGE 1) | JOHN BROWN | 0998 3385-01
036_1102_4017_02_00 | MAGNETIZING CURVE (PAGE 2) | JOHN BROWN | 0998 3385-01
036_1102_4017_03_00 | MAGNETIZING CURVE (PAGE 3) | JOHN BROWN | 0998 3385-01
036_1102_4017_04_00 | MAGNETIZING CURVE (PAGE 4) | JOHN BROWN | 0998 3385-01
036_1102_4017_05_00 | MAGNETIZING CURVE (PAGE 5) | JOHN BROWN | 0998 3385-01
036_1102_4020_01_00 | MAGNETISING CURVE (PAGE 1) | JOHN BROWN | 0998-3385-01
036_1102_4020_02_00 | MAGNETISING CURVE (PAGE 2) | JOHN BROWN | 0998-3385-01
036_1102_4020_03_00 | MAGNETISING CURVE (PAGE 3) | JOHN BROWN | 0998-3385-01
036_1102_4020_04_00 | MAGNETISING CURVE (PAGE 4) | JOHN BROWN | 0998-3385-01
036_1102_4020_05_00 | MAGNETISING CURVE (PAGE 5) | JOHN BROWN | 0998-3385-01
036_1102_4020_06_00 | MAGNETISING CURVE (PAGE 6) | JOHN BROWN | 0998-3385-01
036_1102_4022_00_00 | HT DIAMOND TYPE STATOR WINDING INSULATION (ROEBEL TYPE) | JOHN BROWN | 0998-3380-05
036_1102_4023_00_01 | GAS TURBINE GENERATOR UNIT PROTECTION RELAY SETTING CAL. | JOHN BROWN | 0998-3504-00
036_1102_4024_01_06 | CABLE SCHEDULE | JOHN BROWN | 0998-3650-00
036_1102_4025_01_05 | CABLE HOOPS SUMMARY | JOHN BROWN | 0998-3650-00
036_1102_4026_01_02 | RELAY SETTING CALCULATIONS (SHEETS 1-19) | JOHN BROWN | 0998-3503-00
036_1102_4027_00_00 | EARTH FAULT LEVEL CALCULATIONS (SHEETS 1-23) | JOHN BROWN | 0998-3503-00
036_1102_4028_01_01 | OVERALL PROTECTION CO-ORDINATION DOCUMENT (PAGE 1 - 31) | JOHN BROWN | 0998-3503-00
036_1102_4029_01_00 | OVERALL PROTECTION SETTING SCHEDULE (SHEETS 1 - 12) | JOHN BROWN | 0998-3503-00
036_1102_4030_01_00 | 11KV SF6 SWITCHGEAR DATA SHEETS | JOHN BROWN | 0998-3329-011
036_1102_4031_01_00 | MARK 1V SPEEDTRONIC WIRING STANDARDS EXTERNAL TO CONT PANEL | JOHN BROWN | 0998-0435-001
036_1104_4000_00_02 | OVERALL ONE LINE DIAGRAM | JOHN BROWN | 0998-3126-006
036_1104_4001_01_05 | FOUNDATION DETAILS OF ELECTRICAL EQUIPMENT | JOHN BROWN | 0998-6701-01
036_1104_4002_01_04 | LOCATION OF CABLED EQUIPMENT | JOHN BROWN | 0998-6701-01
036_1105_4001_01_01 | GENERATOR SHAFT SYSTEM | JOHN BROWN | 0998-3380-00
036_1105_4002_01_03 | PEDESTAL BEARING ASSEMBLY - NON EXCITER END | JOHN BROWN | 0998-3380-01
036_1105_4002_02_03 | PEDESTAL BEARING ASSEMBLY - NON EXCITER END | JOHN BROWN | 0998-3380-01
036_1105_4002_03_03 | ASSEMBLY PEDESTAL BEARING - NON EXCITER END | JOHN BROWN | 0998-3380-01
036_1105_4003_01_03 | PEDESTAL BEARING ASSEMBLY-EXCITER END | JOHN BROWN | 0998-3380-01
036_1105_4003_02_03 | PEDESTAL BEARING ASSEMBLY - EXCITER END | JOHN BROWN | 0998-3380-01
036_1105_4003_03_03 | PEDESTAL BEARING ASSEMBLY - EXCITER END | JOHN BROWN | 0998-3380-01
036_1105_4004_01_05 | GENERAL ARRANGEMENT OF AC GENERATOR | JOHN BROWN | 0998-3380-00
036_1105_4005_01_01 | TERMINAL & FUSE ARRANGEMENT | JOHN BROWN | 0998-3380-01
036_1105_4006_01_01 | EARTHING BRUSHGEAR ASSY | JOHN BROWN | 0998-3380-03
036_1105_4007_01_01 | TWIN MAVR RACK INTERCONNECTION DIAGRAM | JOHN BROWN | 0998-3380-05
036_1105_4008_01_01 | SCHEMATIC OF COOLING WATER SERVICE BDAX 9-450PRH | JOHN BROWN | 0998-3380-05
036_1105_4010_01_02 | PHASE SEQUENCE PLATE | JOHN BROWN | 0998-3380-02
036_1105_4011_01_00 | PLATES - SYNCHRONOUS MACHINE & BRUSHLESS EXCITER | JOHN BROWN | 0998-3380-02
036_1105_4012_01_02 | STATOR WINDING RTD'S | JOHN BROWN | 0998-3380-03
036_1105_4013_01_02 | BDAX9-450PRM ROTOR SHAFT WITHDRAWL PROCEDURE | JOHN BROWN | 0998-3380-02
036_1105_4013_02_02 | BDAX9-450 PRH ROTOR SHAFT WITHDRAWL PROCEDURE | JOHN BROWN | 0998-3380-02
036_1105_4016_01_06 | GA OF NEUTRAL CUBICLE | JOHN BROWN | 0998-3380-04
036_1105_4016_02_06 | GA OF NEUTRAL CUBICLE | JOHN BROWN | 0998-3380-04
036_1105_4018_01_01 | SECTIONAL ARR OF AC GENERATOR BD AX 9-450PRH | JOHN BROWN | 0998-3380-02
036_1105_4019_01_04 | ASSEMBLY OF GENERATOR CANOPY | JOHN BROWN | 0998-3380-03
036_1105_4019_02_04 | ASSEMBLY OF GENERATOR CANOPY | JOHN BROWN | 0998-3380-03
036_1105_4019_03_04 | ASSEMBLY OF GENERATOR CANOPY | JOHN BROWN | 0998-3380-03
036_1105_4020_01_01 | LUBRICATION OIL VENT SYSTEM ASSEMBLY | JOHN BROWN | 0998-3380-04
036_1105_4022_01_03 | GENERATOR CONDUIT & WIRING ASSEMBLY BDAX 9-450 | JOHN BROWN | 0998-3380-03
036_1105_4022_02_03 | GENERATOR CONDUIT & WIRING ASSEMBLY BDAX 9-450 | JOHN BROWN | 0998-3380-03
036_1105_4023_01_01 | STATOR WINDING ASSEMBLY | JOHN BROWN | 0998-3380-05
036_1105_4024_01_00 | STATOR CORE ASSEMBLY | JOHN BROWN | 0998-3380-06
036_1105_4025_00_01 | STATOR TERMINAL ASSEMBLY | JOHN BROWN | 0998-3380-06
036_1105_4026_00_06 | DIODE & FUSE CARRIER ASSEMBLY | JOHN BROWN | 0998-3380-06
036_1105_4027_00_05 | LIST OF INSULATING MATERIALS (SHEETS 1--7) | JOHN BROWN | 0998-3380-06
036_1105_4028_01_01 | LOCATION OF WINDING TEMPERATURE DETECTORS | JOHN BROWN | 0998-3380-06
036_1105_4029_01_01 | HORIZONTAL TILTING PAD JOURNAL ASSY DRIVE END/NON-DRIVE-END | JOHN BROWN | 0998-3380-06
036_1105_4030_01_02 | HORIZONTAL TILTING PAD JNL ASSY (THERMOCOUPLE WIRING DIAGRAM | JOHN BROWN | 0998-3380-07
036_1105_4031_01_02 | DETAILS OF SHAFT SEAL SETTING | JOHN BROWN | 0998-3380-07
036_1105_4032_01_02 | GENERAL ARRANGEMENT | JOHN BROWN | 0998-3380-07
036_1105_4033_01_01 | BEDPLATE CONDUIT & HEATER ASSEMBLY | JOHN BROWN | 0998-3380-07
036_1105_4034_01_02 | OIL SERVICE ARRANGEMENT | JOHN BROWN | 0998-3380-07
036_1105_4035_01_01 | JACKING OIL UNIT ASSEMBLY | JOHN BROWN | 0998-3380-07
036_1105_4036_01_03 | HORIZONTAL TILTING PAD JOURNAL ASSY DRIVE END/NON DRIVE END | JOHN BROWN | 0998-3380-07
036_1105_4037_01_03 | COUPLING GUARD ASSEMBLY | JOHN BROWN | 0998-3380-07
036_1105_4038_01_03 | NEUTRAL TERMINAL DUCT ASSEMBLY | JOHN BROWN | 0998-3380-07
036_1105_4039_01_01 | ROTOR POSITION INDICATOR ASSEMBLY | JOHN BROWN | 0998-3380-07
036_1105_4040_01_01 | BEDPLATE OF CANOPY FILLING PLATE ARRANGEMENT | JOHN BROWN | 0998-3380-08
036_1105_4041_01_01 | COOLER WATER PIPING ASSEMBLY | JOHN BROWN | 0998-3380-08
036_1105_4042_01_04 | MAINS TERMINAL ASSEMBLY BDAX 9 | JOHN BROWN | 0998-3380-08
036_1105_4042_02_04 | MAINS TERMINAL ASSEMBLY BDAX 9 | JOHN BROWN | 0998-3380-08
036_1105_4042_03_04 | MAINS TERMINAL ASSEMBLY BDAX 9 | JOHN BROWN | 0998-3380-08
036_1105_4042_04_04 | MAINS TERMINAL ASSEMBLY BDAX 9 | JOHN BROWN | 0998-3380-08
036_1105_4043_01_02 | TERMINAL BAR ASSEMBLY-BDAX9-450 | JOHN BROWN | 0998-3380-08
036_1105_4044_01_01 | GENERAL ARRANGEMENT EXCITER | JOHN BROWN | 0998-3380-08
036_1105_4045_01_01 | SECTIONAL ARRANGEMENT BXJ40-28 | JOHN BROWN | 0998-3380-08
036_1105_4046_01_01 | TERMINAL & FUSE ARRANGEMENT | JOHN BROWN | 0998-3380-08
036_1105_4047_01_01 | COOLER LEAK DETECTOR ASSEMBLY | JOHN BROWN | 0998-3380-08
036_1105_4048_01_01 | ASSEMBLY OF NOISE BAFFLE | JOHN BROWN | 0998-3380-08
036_1105_4049_01_02 | ROTOR JACKING COLLAR ASSEMBLY | JOHN BROWN | 0998-3380-08
036_1105_4050_01_06 | COMP.ARM.ASSEMBLY (BXJ 40-28) | JOHN BROWN | 0998-3380-09
036_1105_4051_01_02 | DETAILS OF SHAFT SEAL SETTING | JOHN BROWN | 0998-3308-09
036_1105_4052_01_01 | HEATERS CONNECTION DIAGRAM | JOHN BROWN | 0998-3380-09
036_1105_4053_01_03 | ERECTION DRAWING LIST | JOHN BROWN | 0998-3380-00
036_1105_4054_01_01 | ARRANGEMENT-SLIDING OF ROTOR 150MM AXIALLY AWAY FROM TURBINE | JOHN BROWN | 0998-3380-09
036_1106_4000_01_07 | GA OF ONAN/OFAF OUTDOOR TRANSFORMER | JOHN BROWN | 0998-3337-00
036_1106_4001_01_04 | OUTLINE ARRANGEMENT ONAN EARTHING TRANSFORMER 2500KVA | JOHN BROWN | 0998-3335-00
036_1106_4002_01_03 | GA 132KV OIL FILLED SEALING END CHAMBER | JOHN BROWN | 0998-3337-01
036_1106_4003_01_05 | SD COOLER CONTROL 75/150MVA 142/14KV TRANSFORMER | JOHN BROWN | 0998-3337-01
036_1106_4003_02_05 | SD COOLER CONTROL 75/150MVA 142/14KV TRANSFORMER | JOHN BROWN | 0998-3337-01
036_1106_4003_03_07 | SD COOLER CONTROL 75/150MVA 142/14KV TRAN 3 & 4 | JOHN BROWN | 0998-3337-01
036_1106_4004_01_02 | VALVE LOCATION PLATE 75/150MVA 3 PHASE TRANSFORMER | JOHN BROWN | 09983337-019
036_1106_4005_01_03 | FOUNDATION & ANTI-VIBRTN-DTLS 75/150MVA 142/14KV GT 3 & 4 | JOHN BROWN | 0998-3337-00
036_1106_4006_01_03 | GA OUTDOOR FREESTANDING 5 COMP MARSHALLING KIOSK | JOHN BROWN | 0998-3337-00
036_1106_4006_02_03 | LABEL INFORMATION OUTDOOR FREESTANDING 5 COMP MARSH KIOSK | JOHN BROWN | 0998-3337-00
036_1106_4007_00_07 | CABLE SCHEDULE 75/150MVA 142/14KV GT 3 & 4 | JOHN BROWN | 0998-3337-02
036_1106_4008_01_03 | DIAG.C.T.CONNECTIONS GENERATOR TRANSFORMERS 3&4 | JOHN BROWN | 09983337-029
036_1106_4009_01_02 | GA OF DRY TYPE TRANSFORMER 1300KVA | JOHN BROWN | 0998-3341-00
036_1106_4010_01_02 | DIAGRAM PLATE DETAILS OF DRY TYPE TRANSFORMER | JOHN BROWN | 0998-3341-00
036_1106_4011_01_04 | GA 1-POLE 1-GLAND CABLE BOX FOR 11000V P/CABLE | JOHN BROWN | 0998-3341-00
036_1106_4012_01_02 | WIRING DIAG.2500KVA ONAN TRANSFORMERS 3&4 | JOHN BROWN | 09983335-007
036_1106_4013_01_03 | DIAGRAM PLATE DTLS 2500KVA TRANSFORMER (UNITS 3 & 4) | JOHN BROWN | 0998-3335-00
036_1106_4014_01_07 | GA FOR 1 POLE 1 GLAND CABLE BOX (UNIT TRANSFORMERS 3&4) | JOHN BROWN | 0998-3335-00
036_1106_4015_01_04 | GA FOR 1 POLE CABLE BOX 14000V UNIT TRANSFORMERS 3 & 4 | JOHN BROWN | 0998-3335-01
036_1106_4016_01_02 | DIAGRAM PLATE 75/150MVA TRANSFORMER 3 & 4 | JOHN BROWN | 0998-3337-00
036_1106_4017_01_03 | OUTLINE ARR ONAN NEUTRAL EARTHING TRANSFORMER 100KVA | JOHN BROWN | 0998-3055-00
036_1106_4018_01_01 | GENERATOR TRANSFORMER VALVE NUMBERING DIAGRAM | JOHN BROWN | 09983337-026
036_1106_4018_02_01 | VALVE SCHEDULE FOR 75/15 MVA 3PH 142/14KV TRANS GT 3 | JOHN BROWN | 0998-3337-02
036_1106_4018_03_01 | VALVE SCHEDULE FOR 75/15MVA 3PH 142/14KV TRANS GT 4 | JOHN BROWN | 0998-3337-02
036_1106_4019_01_01 | DTLS OF DIAGRAM PLATE 100KVA TRANSFORMER | JOHN BROWN | 0998-3055-01
036_1106_4020_01_05 | GA 1-POLE FULL AIR CLEARANCE BOX FOR CT | JOHN BROWN | 0998-3335-01
036_1106_4021_01_01 | GA SHOWING SECTION OF WINDINGS GT 3 & 4 | JOHN BROWN | 0998-3337-01
036_1106_4022_01_01 | GENERAL ARRGT.PLATFORM/SUPPORT STEELWORK-TRANS. | JOHN BROWN | 09983367-031
036_1106_4023_01_06 | C& I CABLE BLOCK DIAGRAM - UNIT 3 | JOHN BROWN | 0998 3602 010
036_1106_4024_01_03 | GT 3 & 4 14KV BUSHING/BUSDUCT INTFE DET | JOHN BROWN | 0998-3337-02
036_1106_4025_01_03 | GA OF 3 POLE 1 GLAND UNFILLED CABLE TERMINATING 1-3 CORE | JOHN BROWN | 0998-3341-01
036_1106_4026_01_02 | GA 2 POLE 2GLAND FULL AIR BOX 250V 2TFERS | JOHN BROWN | 0998-3055-01
036_1106_4027_01_02 | GA OF I POLE CABLE BOX FOR 18000VTERM.ON 100KVA NEUT.EARTH.TRANSFORMER | JOHN BROWN | 22021-01-902059
036_1106_4028_01_01 | DIA PLATE DETAILS RESIBLOC DRY TYPE UNIT AUX TRANSFORMER 4 | JOHN BROWN | 0998-3341-01
036_1106_4029_01_01 | OUTLINE ARRANGEMENT OF DRY TYPE UNIT AUX TRANSFORMER 4 | JOHN BROWN | 0998-3341-01
036_1106_4030_01_01 | VALVE LOCATION PLATE FOR 75/150MVA 3PH 142/14KV TRANS GEN 4 | JOHN BROWN | 0998-3337-03
036_1107_4000_01_12 | 415V STATION SERVICES BOARD-ONE LINE DIAGRAM | JOHN BROWN | 0998-3426-006
036_1107_4001_01_08 | FRAME 9 G.T.UNIT M.C.C.ONE LINE DIAGRAM | JOHN BROWN | 0998-3425-00
036_1107_4002_01_11 | FRAME 9 G.T.UNIT 4-M.C.C.ONE LINE DIAGRAM | JOHN BROWN | 0998-3425-00
036_1107_4003_01_01 | FUEL MCC ONE LINE DIAGRAM | JOHN BROWN | 0998-3426 00
036_1107_4004_00_00 | GAS TURBINE UNIT NO.3 M.V.ONE LINE DIAGRAM | JOHN BROWN | 09983325 008
036_1107_4005_01_07 | GENERAL ARRANGEMENT.& FOUNDATION PLAN OF G.T.UNIT NO3 | JOHN BROWN | 0998-1719-00
036_1107_4005_02_07 | GENERAL ARRANGEMENT.& FOUNDATION PLAN OF G.T.UNIT NO3 | JOHN BROWN | 0998-1719-00
036_1107_4005_03_07 | DRIVE DATA SCHEDULE OF G.T.UNITS NO3 (NO 4) | JOHN BROWN | 0998-1719-00
036_1107_4005_04_07 | DRIVE DATA SCHEDULE OF G.T.UNIT NO3 (NO4) | JOHN BROWN | 0998-1719-00
036_1107_4005_05_07 | DRIVE DATA SCHEDULE OF G.T.UNIT NO3 (NO4) | JOHN BROWN | 0998-1719-00
036_1107_4005_06_04 | GENERAL ARRANGEMENT.& FOUNDATION PLAN OF G.T.UNIT NO4 | JOHN BROWN | 0998-1719-01
036_1107_4005_07_05 | GENERAL ARRANGEMENT.& FOUNDATION PLAN OF G.T.UNIT NO4 | JOHN BROWN | 0998-1719-01
036_1107_4005_08_06 | DRIVE DATA SCHEDULE OF G.T.UNITS NO4 | JOHN BROWN | 0998-1719-01
036_1107_4005_09_06 | DRIVE DATA SCHEDULE OF G.T.UNITS NO4 | JOHN BROWN | 0998-1719-01
036_1107_4005_10_05 | DRIVE DATA SCHEDULE OF G.T.UNITS NO4 | JOHN BROWN | 0998-1719-01
036_1107_4006_01_09 | FILING INDEX & ISSUE RECORD | JOHN BROWN | 0998-1719-00
036_1107_4006_02_09 | FILING INDEX & ISSUE RECORD | JOHN BROWN | 0998-1719-00
036_1107_4006_03_09 | MODIFICATION RECORD | JOHN BROWN | 0998-1719-00
036_1107_4006_04_09 | BUSBAR & RISER SYSTEM KEY DIAGRAM FOR G.T. UNIT N03 (NO4) MCC | JOHN BROWN | 0998-1719-00
036_1107_4006_05_09 | CD FOR UNIT AUX TRANSFORMER INCOMER | JOHN BROWN | 0998-1719-00
036_1107_4006_06_09 | CD FOR UNIT AUX TRANSFORMER INCOMER | JOHN BROWN | 0998-1719-00
036_1107_4006_07_09 | CD FOR UNIT AUX TRANSFORMER INCOMER | JOHN BROWN | 0998-1719-00
036_1107_4006_08_09 | CD FOR SWING-OUT COMPT TP&N SWITHFUSE FEEDER | JOHN BROWN | 0998-1719-00
036_1107_4006_09_09 | CD FOR FIXED PANEL TP&N FUSESWITCH FEEDER | JOHN BROWN | 0998-1719-00
036_1107_4006_10_09 | CD FOR FIXED PANEL 4 POLE FUSESWITCH FEEDER - STATION SERVICES BOARD | JOHN BROWN | 0998-1719-00
036_1107_4006_11_09 | CD FOR FIXED PANEL TP&N MCCB FEEDER | JOHN BROWN | 0998-1719-00
036_1107_4006_12_09 | CD FOR FIXED PANEL CONTROL SUPPLIES - CONTROL SUPPLY TRANSFORMER NO 2 | JOHN BROWN | 0998-1719-00
036_1107_4006_13_09 | CD FOR FIXED PANEL DISTRIBUTION BOARD - 110VAC DISTRIBUTION BOARD | JOHN BROWN | 0998-1719-00
036_1107_4006_14_09 | CD FOR SWING-OUT COMPT NON REVERSING DOL STARTER - GAS TURBINE COOLING WATER FIN FAN | JOHN BROWN | 0998-1719-00
036_1107_4006_15_09 | CD FOR SWING-OUT COMPT NON REVERSING DOL STARTER - GAS TURBINE COOLING WATER FIN FAN | JOHN BROWN | 0998-1719-00
036_1107_4006_16_09 | CD FOR SWING-OUT COMPT NON REVERSING DOL STARTER - GAS TURBINE COOLING WATER FIN FAN | JOHN BROWN | 0998-1719-00
036_1107_4006_17_09 | CD FOR SWING-OUT COMPT NON REVERSING DOL STARTER - GAS TURBINE COOLING WATER FIN FAN | JOHN BROWN | 0998-1719-00
036_1107_4006_18_09 | CD FOR SWING-OUT COMPT NON REVERSING DOL STARTER - GAS TURBINE COOLING WATER STANDBY STARTER FIN FAN | JOHN BROWN | 0998-1719-00
036_1107_4006_19_09 | CD FOR SWING-OUT COMPT NON REVERSING DOL STARTER - GAS TURBINE COOLING WATER STANDBY STARTER FIN FAN | JOHN BROWN | 0998-1719-00
036_1107_4006_20_09 | CD FOR SWING-OUT COMPT NON REVERSING DOL STARTER - GENERATING JACKING OIL PUMP | JOHN BROWN | 0998-1719-00
036_1107_4006_21_09 | CD FOR SWING-OUT COMPT NON REVERSING DOL STARTER - GENERATING JACKING OIL PUMP | JOHN BROWN | 0998-1719-00
036_1107_4006_22_09 | CD FOR SWING-OUT COMPT NON REVERSING DOL STARTER - ATOMISING AIR BOOSTERT COMPRESSOR | JOHN BROWN | 0998-1719-00
036_1107_4006_23_09 | CD FOR SWING-OUT COMPT NON REVERSING DOL STARTER - AUXILLIARY HYDRAULIC PUMP | JOHN BROWN | 0998-1719-00
036_1107_4006_25_09 | CD FOR SWING-OUT COMPT NON REVERSING DOL STARTER - GAS COMPARTMENT AIR EXTRACTION FAN | JOHN BROWN | 0998-1719-00
036_1107_4006_26_09 | CD FOR SWING-OUT COMPT NON REVERSING DOL STARTER - TURBINE LUBE OIL MIST ELIMINATOR | JOHN BROWN | 0998-1719-00
036_1107_4006_28_09 | CD FOR SWING-OUT COMPT NON REVERSING DOL STARTER - GENERATOR COOLING WATER FIN FAN | JOHN BROWN | 0998-1719-00
036_1107_4006_29_09 | CD FOR SWING-OUT COMPT NON REVERSING DOL STARTER - GENERATOR COOLING WATER FIN FAN | JOHN BROWN | 0998-1719-00
036_1107_4006_30_09 | CD FOR SWING-OUT COMPT NON REVERSING DOL STARTER - GENERATOR COOLING WATER FIN FAN | JOHN BROWN | 0998-1719-00
036_1107_4006_31_09 | CD FOR SWING-OUT COMPT NON REVERSING DOL STARTER - GENERATOR COOLING WATER FIN FAN | JOHN BROWN | 0998-1719-00
036_1107_4006_32_09 | CD FOR SWING-OUT COMPT NON REVERSING DOL STARTER - GENERATOR COOLING WATER FIN FAN | JOHN BROWN | 0998-1719-00
036_1107_4006_33_09 | CD FOR SWING-OUT COMPT NON REVERSING DOL STARTER - GENERATOR COOLING WATER FIN FAN | JOHN BROWN | 0998-1719-00
036_1107_4006_34_09 | CD FOR SWING-OUT COMPT NON REVERSING DOL STARTER - GENERATOR COOLING WATER FIN FAN | JOHN BROWN | 0998-1719-00
036_1107_4006_35_09 | CD FOR SWING-OUT COMPT NON REVERSING DOL STARTER - GENERATOR COOLING WATER FIN FAN | JOHN BROWN | 0998-1719-00
036_1107_4006_36_09 | CD FOR SWING-OUT COMPT NON REVERSING DOL STARTER - GENERATOR COOLING WATER STANDBY FIN FAN | JOHN BROWN | 0998-1719-00
036_1107_4006_37_09 | CD FOR SWING-OUT COMPT NON REVERSING DOL STARTER - GENERATOR COOLING WATER STANDBY FIN FAN | JOHN BROWN | 0998-1719-00
036_1107_4006_38_09 | CD FOR SWING-OUT COMPT NON REVERSING DOL STARTER - GENERATOR COOLING WATER STANDBY FIN FAN | JOHN BROWN | 0998-1719-00
036_1107_4006_39_09 | CD FOR SWING-OUT COMPT NON REVERSING DOL STARTER - GENERATOR COOLING WATER STANDBY FIN FAN | JOHN BROWN | 0998-1719-00
036_1107_4006_40_09 | CD FOR SWING-OUT COMPT NON REVERSING DOL STARTER - FUEL FORWARDING PUMP | JOHN BROWN | 0998-1719-00
036_1107_4006_41_09 | CD FOR SWING-OUT COMPT NON REVERSING DOL STARTER - EXHAUST FRAME COOLING FAN | JOHN BROWN | 0998-1719-00
036_1107_4006_42_09 | CD FOR SWING-OUT COMPT NON REVERSING DOL STARTER - EXHAUST FRAME COOLING FAN | JOHN BROWN | 0998-1719-00
036_1107_4006_43_09 | CD FOR SWING-OUT COMPT NON REVERSING DOL STARTER - TURBINE COMPARTMENT COOLING AIR INLET FAN | JOHN BROWN | 0998-1719-00
036_1107_4006_45_09 | CD FOR SWING-OUT COMPT NON REVERSING DOL STARTER - GENERATOR COOLING WATER PUMP | JOHN BROWN | 0998-1719-00
036_1107_4006_46_09 | CD FOR SWING-OUT COMPT NON REVERSING DOL STARTER - GENERATOR COOLING WATER PUMP STANDBY | JOHN BROWN | 0998-1719-00
036_1107_4006_47_09 | CD FOR SWING-OUT COMPT NON REVERSING DOL STARTER - GAS TURBINE COOLING WATER PUMP | JOHN BROWN | 0998-1719-00
036_1107_4006_48_09 | CD FOR SWING-OUT COMPT NON REVERSING DOL STARTER - GAS TURBINE COOLING WATER PUMP | JOHN BROWN | 0998-1719-00
036_1107_4006_49_09 | CD FOR SWING-OUT COMPT NON REVERSING DOL STARTER - WATER INJECTION | JOHN BROWN | 0998-1719-00
036_1107_4006_50_10 | CD FOR SWING-OUT COMPT NON REVERSING DOL STARTER - TURBINE AIR EXTRACTION FAN | JOHN BROWN | 0998-1719-00
036_1107_4006_51_09 | CD FOR SWING-OUT COMPT NON REVERSING DOL STARTER - AUXILIARY LUBRICATION OIL PUMP | JOHN BROWN | 0998-1719-00
036_1107_4006_52_09 | CD FOR SWING-OUT COMPT NON REVERSING DOL STARTER - SPACE HEATER | JOHN BROWN | 0998-1719-00
036_1107_4006_53_09 | CD FOR SWING-OUT COMPT NON REVERSING DOL STARTER - SPACE HEATER | JOHN BROWN | 0998-1719-00
036_1107_4006_54_09 | CD FOR SWING-OUT COMPT NON REVERSING DOL STARTER - SPACE HEATER | JOHN BROWN | 0998-1719-00
036_1107_4006_55_09 | CD FOR SWING-OUT COMPT NON REVERSING DOL STARTER - SPACE HEATER | JOHN BROWN | 0998-1719-00
036_1107_4006_56_09 | CD FOR SWING-OUT COMPT NON REVERSING DOL STARTER - SPACE HEATER (LUBE OIL IMMERSION) | JOHN BROWN | 0998-1719-00
036_1107_4006_57_09 | CD FOR SWING-OUT COMPT NON REVERSING DOL STARTER - SPACE HEATER LUBE OIL IMMERSION (STANDBY) | JOHN BROWN | 0998-1719-00
036_1107_4006_58_09 | CD FOR SWING-OUT COMPT 4 POLE CONTACTOR FEEDER - GENERATOR STATOR ANTI-COND HEATER | JOHN BROWN | 0998-1719-00
036_1107_4006_59_09 | CD FOR SWING-OUT COMPT DUTY SELECTOR SWITCH - COMPT G1 | JOHN BROWN | 0998-1719-00
036_1107_4006_60_09 | CD FOR SWING-OUT COMPT NON REVERSING DOL STARTER - TURBINE MIST ELIMINATOR HEATER | JOHN BROWN | 0998-1719-00
036_1107_4006_61_09 | CD FOR SWING-OUT COMPT NON REVERSING DOL STARTER - SPARE | JOHN BROWN | 0998-1719-00
036_1107_4006_62_09 | CD FOR CONTROL SUPPLY RELAY PANEL | JOHN BROWN | 0998-1719-00
036_1107_4006_63_09 | BUSWIRE ROUTING CHART FOR CUBICLES A,B,C,D,E,F,G,H,J,K,L,M. | JOHN BROWN | 0998-1719-00
036_1107_4007_01_03 | GA & FOUNDATION PLAN OF 415V STATION SERVICES BOARD | JOHN BROWN | 0998-3402-00
036_1107_4007_02_03 | GA & FOUNDATION PLAN OF 415V STATION SERVICES BOARD | JOHN BROWN | 0998-3402-00
036_1107_4007_03_08 | DRIVE DATA SCHEDULE FOR 415V STATION SERVICES BOARD | JOHN BROWN | 0998-3402-00
036_1107_4007_04_05 | DRIVE DATA SCHEDULE FOR 415V STATION SERVICES BOARD | JOHN BROWN | 0998-3402-00
036_1107_4007_05_04 | DRIVE DATA SCHEDULE FOR 415V STATION SERVICES BOARD | JOHN BROWN | 0998-3402-00
036_1107_4008_01_02 | GA & FOUNDATION PLAN OF ESSENTIAL SERVICES BOARD (2 SHTS) | JOHN BROWN | 0998-3408-00
036_1107_4008_02_02 | GA & FOUNDATION PLAN OF ESSENTIAL SERVICES BOARD (2 SHTS) | JOHN BROWN | 0998-3408-007
036_1107_4009_01_03 | GA & FOUNDATION PLAN OF GT UNIT NO3 125V DC DIST BOARD | JOHN BROWN | 0998-3713-00
036_1107_4009_02_04 | DRIVE DATA SCHEDULE OF GT UNIT NO3 125V DC DIST BOARD | JOHN BROWN | 0998-3713-00
036_1107_4010_01_03 | GA & FOUNDATION PLAN OF GT UNIT NO4 125V DC DIST BOARD | JOHN BROWN | 0998-3713-01
036_1107_4010_02_03 | DRIVE DATA SCHEDULE OF GT UNIT NO4 125V DC DIST BOARD | JOHN BROWN | 0998-3713-01
036_1108_4000_01_03 | ISOLATED PHASE BUSBARS - GA FOR UNIT 4 | JOHN BROWN | 0998-3367-00
036_1108_4001_01_02 | GENERAL ARRANGEMENT CIRCUIT BREAKER ASSEMBLY-TYPE HEK 2 | JOHN BROWN | 0998-3385-00
036_1108_4003_01_03 | GA VT CUBICLE (TRANSFORMER SIDE) | JOHN BROWN | 0998-3367-02
036_1108_4004_01_04 | GENERAL ARRANGEMENT VT CUBICLE (GENERATOR) | JOHN BROWN | 0998-3367-02
036_1108_4005_00_08 | ISOLATED PHASE BUSBARS DIAGRAM FOR VT CUBICLE | JOHN BROWN | 0998-3367-02
036_1108_4006_01_06 | ISOLATED PHASE BUSBARS ARR OF FOUNDATION DTLS 3 & 4 | JOHN BROWN | 0998-3367-00
036_1108_4007_01_04 | BREAKER SYSTEM TYPE HEK2 SCHEMATIC & WIRING DIAGRAMS (COVER SHEET) | JOHN BROWN | 0998-3385-035
036_1108_4007_02_03 | BREAKER SYSTEM TYPE HEK2 SCHEMATIC & WIRING DIAGRAMS - LIST OF DRAWINGS | JOHN BROWN | 0998-3385-035
036_1108_4007_03_03 | BREAKER SYSTEM TYPE HEK2 SCHEMATIC & WIRING DIAGRAMS - LEGEND | JOHN BROWN | 0998-3385-035
036_1108_4007_04_03 | BREAKER SYSTEM TYPE HEK2 SCHEMATIC & WIRING DIAGRAMS - BLOCKDIAGRAM | JOHN BROWN | 0998-3385-035
036_1108_4007_05_03 | BREAKER SYSTEM TYPE HEK2 SCHEMATIC & WIRING DIAGRAMS - DUMMY DIAGRAM UNIT 3 | JOHN BROWN | 0998-3385-035
036_1108_4007_06_04 | BREAKER SYSTEM TYPE HEK2 SCHEMATIC & WIRING DIAGRAMS - DUMMY DIAGRAM UNIT 4 | JOHN BROWN | 0998-3385-035
036_1108_4007_07_03 | BREAKER SYSTEM TYPE HEK2 SCHEMATIC & WIRING DIAGRAMS - SCHEMATIC DIAGRAM | JOHN BROWN | 0998-3385-035
036_1108_4007_08_04 | BREAKER SYSTEM TYPE HEK2 SCHEMATIC & WIRING DIAGRAMS - SCHEMATIC DIAGRAM | JOHN BROWN | 0998-3385-035
036_1108_4007_09_03 | BREAKER SYSTEM TYPE HEK2 SCHEMATIC & WIRING DIAGRAMS - SCHEMATIC DIAGRAM | JOHN BROWN | 0998-3385-035
036_1108_4007_10_03 | BREAKER SYSTEM TYPE HEK2 SCHEMATIC & WIRING DIAGRAMS - SCHEMATIC DIAGRAM | JOHN BROWN | 0998-3385-035
036_1108_4007_11_04 | BREAKER SYSTEM TYPE HEK2 SCHEMATIC & WIRING DIAGRAMS - SCHEMATIC DIAGRAM | JOHN BROWN | 0998-3385-035
036_1108_4007_12_03 | BREAKER SYSTEM TYPE HEK2 SCHEMATIC & WIRING DIAGRAMS - SCHEMATIC DIAGRAM | JOHN BROWN | 0998-3385-035
036_1108_4007_13_04 | BREAKER SYSTEM TYPE HEK2 SCHEMATIC & WIRING DIAGRAMS - SCHEMATIC DIAGRAM | JOHN BROWN | 0998-3385-035
036_1108_4007_14_04 | BREAKER SYSTEM TYPE HEK2 SCHEMATIC & WIRING DIAGRAMS - SCHEMATIC DIAGRAM | JOHN BROWN | 0998-3385-035
036_1108_4007_15_03 | BREAKER SYSTEM TYPE HEK2 SCHEMATIC & WIRING DIAGRAMS - SCHEMATIC DIAGRAM | JOHN BROWN | 0998-3385-035
036_1108_4007_16_03 | BREAKER SYSTEM TYPE HEK2 SCHEMATIC & WIRING DIAGRAMS - SCHEMATIC DIAGRAM | JOHN BROWN | 0998-3385-035
036_1108_4007_17_03 | BREAKER SYSTEM TYPE HEK2 SCHEMATIC & WIRING DIAGRAMS - SCHEMATIC DIAGRAM | JOHN BROWN | 0998-3385-035
036_1108_4007_18_03 | BREAKER SYSTEM TYPE HEK2 SCHEMATIC & WIRING DIAGRAMS - STROMLAUFPLAN | JOHN BROWN | 0998-3385-035
036_1108_4007_19_03 | BREAKER SYSTEM TYPE HEK2 SCHEMATIC & WIRING DIAGRAMS - PRESSURE SCALE | JOHN BROWN | 0998-3385-035
036_1108_4007_20_03 | BREAKER SYSTEM TYPE HEK2 SCHEMATIC & WIRING DIAGRAMS - AUXILIARY SWITCH | JOHN BROWN | 0998-3385-035
036_1108_4007_21_03 | BREAKER SYSTEM TYPE HEK2 SCHEMATIC & WIRING DIAGRAMS - AUXILIARY SWITCH | JOHN BROWN | 0998-3385-035
036_1108_4007_22_03 | BREAKER SYSTEM TYPE HEK2 SCHEMATIC & WIRING DIAGRAMS - LAYOUT 00 | JOHN BROWN | 0998-3385-035
036_1108_4007_23_03 | BREAKER SYSTEM TYPE HEK2 SCHEMATIC & WIRING DIAGRAMS - LAYOUT +0 | JOHN BROWN | 0998-3385-035
036_1108_4007_24_03 | BREAKER SYSTEM TYPE HEK2 SCHEMATIC & WIRING DIAGRAMS - APPARATUS LIST | JOHN BROWN | 0998-3385-035
036_1108_4007_25_03 | BREAKER SYSTEM TYPE HEK2 SCHEMATIC & WIRING DIAGRAMS - APPARATUS LIST | JOHN BROWN | 0998-3385-035
036_1108_4007_26_03 | BREAKER SYSTEM TYPE HEK2 SCHEMATIC & WIRING DIAGRAMS - APPARATUS LIST | JOHN BROWN | 0998-3385-035
036_1108_4007_27_03 | BREAKER SYSTEM TYPE HEK2 SCHEMATIC & WIRING DIAGRAMS - APPARATUS LIST | JOHN BROWN | 0998-3385-035
036_1108_4007_28_03 | BREAKER SYSTEM TYPE HEK2 SCHEMATIC & WIRING DIAGRAMS - APPARATUS LIST | JOHN BROWN | 0998-3385-035
036_1108_4007_29_03 | BREAKER SYSTEM TYPE HEK2 SCHEMATIC & WIRING DIAGRAMS - TERMINAL BLOCK | JOHN BROWN | 0998-3385-035
036_1108_4007_30_03 | BREAKER SYSTEM TYPE HEK2 SCHEMATIC & WIRING DIAGRAMS - TERMINAL BLOCK | JOHN BROWN | 0998-3385-035
036_1108_4007_31_03 | BREAKER SYSTEM TYPE HEK2 SCHEMATIC & WIRING DIAGRAMS - INTERNAL CONNECTIONS | JOHN BROWN | 0998-3385-035
036_1108_4007_32_03 | BREAKER SYSTEM TYPE HEK2 SCHEMATIC & WIRING DIAGRAMS - TERMINAL BLOCK | JOHN BROWN | 0998-3385-035
036_1108_4007_33_03 | BREAKER SYSTEM TYPE HEK2 SCHEMATIC & WIRING DIAGRAMS - TERMINAL BLOCK | JOHN BROWN | 0998-3385-035
036_1108_4007_34_04 | BREAKER SYSTEM TYPE HEK2 SCHEMATIC & WIRING DIAGRAMS - TERMINAL BLOCK | JOHN BROWN | 0998-3385-035
036_1108_4007_35_03 | BREAKER SYSTEM TYPE HEK2 SCHEMATIC & WIRING DIAGRAMS - TERMINAL BLOCK | JOHN BROWN | 0998-3385-035
036_1108_4007_36_03 | BREAKER SYSTEM TYPE HEK2 SCHEMATIC & WIRING DIAGRAMS - TERMINAL BLOCK | JOHN BROWN | 0998-3385-035
036_1108_4007_37_03 | BREAKER SYSTEM TYPE HEK2 SCHEMATIC & WIRING DIAGRAMS - TERMINAL BLOCK | JOHN BROWN | 0998-3385-035
036_1108_4007_38_03 | BREAKER SYSTEM TYPE HEK2 SCHEMATIC & WIRING DIAGRAMS - TERMINAL BLOCK | JOHN BROWN | 0998-3385-035
036_1108_4007_39_03 | BREAKER SYSTEM TYPE HEK2 SCHEMATIC & WIRING DIAGRAMS - TERMINAL BLOCK | JOHN BROWN | 0998-3385-035
036_1108_4007_40_03 | BREAKER SYSTEM TYPE HEK2 SCHEMATIC & WIRING DIAGRAMS - INTERNAL CONNECTIONS | JOHN BROWN | 0998-3385-035
036_1108_4007_41_03 | BREAKER SYSTEM TYPE HEK2 SCHEMATIC & WIRING DIAGRAMS - INTERNAL CONNECTIONS | JOHN BROWN | 0998-3385-035
036_1108_4008_01_01 | CIRCUIT BREAKER SYS.HE COMPRESSED AIR SUPPLY | JOHN BROWN | 09983380-036
036_1108_4009_01_02 | ISOLATED PHASE BUSBARS-GA TERMINATIONS AT GENERATOR | JOHN BROWN | 0998-3367-01
036_1108_4010_01_04 | GA OF TERMINATIONS AT VT CUBICLES | JOHN BROWN | 0998-3367-01
036_1108_4011_01_03 | GA OF NEUTRAL POINT EARTHING RESISTOR | JOHN BROWN | 0998 3055-00
036_1108_4012_01_04 | GA OF UNIT TRANSFORMER TERMINATIONS | JOHN BROWN | 0998-3367-01
036_1108_4013_00_02 | ISOLATED PHASE BUSBARS GENERAL ARRANGEMENT FOR UNIT 3 | JOHN BROWN | 0998-3367-022
036_1108_4014_01_04 | ISOLATED PH BUSBARS DETAIL OF WALL SEAL MAIN RUN | JOHN BROWN | 0998-3367-02
036_1108_4015_01_04 | ISOLATED BUSBARS DETAIL OF WALL SEAL AT TEE OFF | JOHN BROWN | 0998-3367-02
036_1108_4016_01_02 | GA OF TERMINATIONS AT CB | JOHN BROWN | 0998-3367-01
036_1108_4017_01_04 | ISOLATED PHASE BUSBARS ARRGT.GEN.TRANS.TERMINATN | JOHN BROWN | 0998-3367-01
036_1108_4018_01_05 | ISOLATED PHASE BUSBARS GA STEELWORK PLATFORM CB UNIT 4 | JOHN BROWN | 0998-3367-01
036_1108_4018_02_05 | ISOLATED PHASE BUSBARS GA STEELWORK & PLATFORM FOR CB | JOHN BROWN | 0998-3367-01
036_1108_4019_01_01 | ARR OF SHORTING BAR AT GENERATOR TERMINALS | JOHN BROWN | 0998-3367-03
036_1108_4020_01_02 | GA OF SUPPORT STEELWORK AT TEE OFF MAIN RUN INCL EXP SUPPORT | JOHN BROWN | 0998-3367-01
036_1108_4021_01_02 | ISOLATED PHASE BUSBARS-GA OF DRY AIR PLANT | JOHN BROWN | 0998-3367-01
036_1108_4022_01_05 | ISOLATED PHASE BUSBARS ARRANGEMENT OF VT CUBICLE MARSH.BOX | JOHN BROWN | 0998-3367-02
036_1108_4023_00_03 | ISOLATED PHASE BUSBARS EARTHING ARRANGEMENT FOR UNIT 4 | JOHN BROWN | 0998-3367-02
036_1108_4031_01_00 | C.T.GENERAL ARRANGEMENT-LAYOUT BREAKER ASS.HEK 1,2. | JOHN BROWN | 09983385-026
036_1108_4040_01_01 | GENERAL ARRANGEMENT TYPE DV40 SWITCHGEAR 11KV UNIT BOARD NO3 | JOHN BROWN | 0998-3329-01
036_1108_4041_01_01 | FOUNDATION DETAILS FOR TYPE DV40 SWITCHGEAR 11KV | JOHN BROWN | 0998-3329-01
036_1108_4042_01_01 | GA TYPE DV40 SWITCHGEAR 11KV UNIT BOARD NO4 | JOHN BROWN | 0998 3329-01
036_1108_4043_01_01 | FOUNDATION DETAILS TYPE DV40 SWITCHGEAR 11KV BOARD NO4 | JOHN BROWN | 0998-3329-01
036_1108_4044_01_05 | ISOLATED PHASE BUSBARS DIAGRAM FOR VT CUBICLE | JOHN BROWN | 0998-3367-03
036_1108_4045_01_04 | ISOLATED PHASE BUSBARS ARR SINGLE CELL VT CUBICLE & MB | JOHN BROWN | 0998 3367-03
036_1108_4046_01_05 | ISOLATED PHASE BUSBARS G.A.STEEL WORK & PLATFORM-C.B.UNIT 3 | JOHN BROWN | 0998-3367-03
036_1108_4046_02_05 | ISOLATED PHASE BUSBAR GA STEEL WORK & PLATFORM CB UNIT 3 | JOHN BROWN | 0998-3367-03
036_1108_4047_01_03 | ISOLATED PHASE BUSBARS EARTHING ARR FOR UNIT 3 | JOHN BROWN | 0998-3367-03
036_1108_4048_01_01 | DV40 TYPE SWITCHGEAR BUSBAR INTERLOCKING 11KV UNIT BOARD 3/4 | JOHN BROWN | 0998-3329-02
036_1108_4049_01_01 | ISOLATED PHASE BUSBARS G.A SUPPORT STEEL WORK-GOAL POST TYPE | JOHN BROWN | 0998-3367-03
036_1108_4050_01_01 | GENERAL ARRANGEMENT OF SUPPORT STEELWORK AT GENERATOR | JOHN BROWN | 09983367-035
036_1108_4051_01_02 | ISOLATED PHASE BUSBARS DRY AIR PLANT AIR FLOW DIAGRAM | JOHN BROWN | BC12/01/035
036_1108_4052_00_04 | CD OF DRY AIR PLANT | JOHN BROWN | 0998-3367-01
036_1108_4053_01_02 | GA OF PLATFORM/SUPPORT STEELWORK AT GENERATOR TRANSFORMER | JOHN BROWN | 0998-3367-03
036_1108_4054_01_03 | GA PLATFORM/SUPPORT STEELWORK AT UNIT TRANSFORMER | JOHN BROWN | 0998-3367-03
036_1108_4055_01_02 | ISOLATED PHASE BUSBARS CD OF CTS AT UNIT TRANSFORMER | JOHN BROWN | 0998-3367-04
036_1108_4056_00_00 | INSTRUMENT TRANSFORMERS LTD - TEST CERTIFICATE (11 SHTS) | JOHN BROWN | 0998-3329-022
036_1108_4057_01_03 | FOUNDATION LOADING - CALCULATION SHEET | JOHN BROWN | 0998-3367-008
036_1108_4057_02_03 | FOUNDATION LOADING - CALCULATION SHEET | JOHN BROWN | 0998-3367-008
036_1108_4057_03_03 | FOUNDATION LOADING - CALCULATION SHEET | JOHN BROWN | 0998-3367-008
036_1108_4057_04_03 | FOUNDATION LOADING - CALCULATION SHEET | JOHN BROWN | 0998-3367-008
036_1108_4057_05_03 | FOUNDATION LOADING - CALCULATION SHEET | JOHN BROWN | 0998-3367-008
036_1108_4057_06_03 | FOUNDATION LOADING - CALCULATION SHEET | JOHN BROWN | 0998-3367-008
036_1110_4000_01_03 | TYPICAL CABLE ARRANGEMENT THROUGH FIN FAN DUCTS | JOHN BROWN | 09983347-007
036_1110_4001_01_06 | CABLE TRAY ROUTES BELOW CONTROL ROOM AREA | JOHN BROWN | 0998-3602-00
036_1110_4003_00_00 | ARRANGEMENT OF CABLE HOOPS IN TURBINE HALL | JOHN BROWN | 0998-3602-01
036_1110_4004_00_00 | CABLED EQUIPMENT & REFERENCES | JOHN BROWN | 0998-3602-01
036_1110_4005_01_08 | C & I CABLE BLOCK DIAGRAM - UNIT 3 | JOHN BROWN | 0998 3602 010
036_1110_4005_02_07 | C & I CABLE BLOCK DIAGRAM - UNIT 3 | JOHN BROWN | 0998 3602 010
036_1110_4005_03_06 | C & I CABLE BLOCK DIAGRAM | JOHN BROWN | 0998-3602-01
036_1110_4005_04_06 | C & I CABLE BLOCK DIAGRAM - UNIT 3 | JOHN BROWN | 0998 3602 010
036_1110_4005_06_03 | 415V UNIT 3 AUX LV BOARD MARSHALLING KIOSK WD | JOHN BROWN | 0998-3602-01
036_1110_4005_07_07 | C & I CABLE BLOCK DIAGRAM (UNIT 4) | JOHN BROWN | 0998-3602-01
036_1110_4005_08_06 | C & I CABLE BLOCK DIAGRAM - UNIT 3 | JOHN BROWN | 0998 3602 010
036_1110_4005_09_06 | C & I CABLE BLOCK DIAGRAM (UNIT 4) | JOHN BROWN | 0998-3602-01
036_1110_4005_10_05 | C & I CABLE BLOCK DIAGRAM | JOHN BROWN | 0998-3602-01
036_1110_4006_01_01 | DETAILS OF TRANSITS THROUGH TURBINE HALL WALLS | JOHN BROWN | 0998-3602-02
036_1110_4007_01_01 | CABLE TRAY SECTIONS | JOHN BROWN | 09983676-006
036_1110_4007_02_01 | CABLE TRAY SECTIONS | JOHN BROWN | 09983676-006
036_1110_4007_03_01 | CABLE TRAY SECTIONS | JOHN BROWN | 09983676-006
036_1110_4007_04_01 | CABLE TRAY SECTIONS | JOHN BROWN | 09983676-006
036_1110_4007_05_01 | CABLE TRAY SECTIONS | JOHN BROWN | 09983676-006
036_1110_4007_06_01 | CABLE TRAY SECTIONS | JOHN BROWN | 09983676-006
036_1110_4007_07_01 | CABLE TRAY SECTIONS | JOHN BROWN | 09983676-006
036_1110_4007_08_01 | CABLE TRAY SECTIONS | JOHN BROWN | 09983676-006
036_1110_4007_09_01 | CABLE TRAY SECTIONS | JOHN BROWN | 09983676-006
036_1110_4007_10_01 | CABLE TRAY SECTIONS | JOHN BROWN | 09983676-006
036_1110_4007_11_01 | CABLE TRAY SECTIONS | JOHN BROWN | 09983676-006
036_1110_4007_12_01 | CABLE TRAY SECTIONS | JOHN BROWN | 09983676-006
036_1110_4007_13_01 | CABLE TRAY SECTIONS | JOHN BROWN | 09983676-006
036_1110_4007_14_01 | CABLE TRAY SECTIONS | JOHN BROWN | 09983676-006
036_1110_4007_15_01 | CABLE TRAY SECTIONS | JOHN BROWN | 09983676-006
036_1110_4007_16_01 | CABLE TRAY SECTIONS | JOHN BROWN | 09983676-006
036_1110_4007_17_01 | CABLE TRAY SECTIONS | JOHN BROWN | 09983676-006
036_1110_4007_18_01 | CABLE TRAY SECTIONS | JOHN BROWN | 09983676-006
036_1110_4007_19_01 | CABLE TRAY SECTIONS | JOHN BROWN | 09983676-006
036_1110_4007_20_01 | CABLE TRAY SECTIONS | JOHN BROWN | 09983676-006
036_1110_4007_21_01 | CABLE TRAY SECTIONS | JOHN BROWN | 09983676-006
036_1110_4007_22_01 | CABLE TRAY SECTIONS | JOHN BROWN | 09983676-006
036_1110_4007_23_01 | CABLE TRAY SECTIONS | JOHN BROWN | 09983676-006
036_1110_4007_24_01 | CABLE TRAY SECTIONS | JOHN BROWN | 09983676-006
036_1110_4007_25_01 | CABLE TRAY SECTIONS | JOHN BROWN | 09983676-006
036_1110_4007_26_01 | CABLE TRAY SECTIONS | JOHN BROWN | 09983676-006
036_1110_4007_27_01 | CABLE TRAY SECTIONS | JOHN BROWN | 09983676-006
036_1111_4000_01_02 | DIAGRAM OF STATION EARTHING | JOHN BROWN | 0998 3624 006
036_1111_4001_01_11 | POWER CABLE BLOCK DIAGRAM | JOHN BROWN | 0998 3602 009
036_1111_4001_02_10 | POWER CABLE BLOCK DIAGRAM | JOHN BROWN | 0998 3602 009
036_1111_4001_03_05 | POWER CABLE BLOCK DIAGRAM | JOHN BROWN | 0998 3602 009
036_1111_4001_04_07 | POWER CABLE BLOCK DIAGRAM | JOHN BROWN | 0998 3602 009
036_1111_4001_05_04 | POWER CABLE BLOCK DIAGRAM | JOHN BROWN | 0998 3602 009
036_1112_4000_00_04 | CABLE SCHEDULE | JOHN BROWN | 0998-3650-00
036_1113_4000_01_01 | PROPOSED STATION EARTHING ROUTE | JOHN BROWN | 0998-3624-00
036_1113_4001_01_02 | GLANDING BONDING AND EARTHING - C & I | JOHN BROWN | 0998-3624-00
036_1113_4002_01_00 | GLANDING BENDING & EARTHING POWER | JOHN BROWN | 09983624-010
036_1114_4000_01_03 | GA OF AUXILIARY EXCITATION CUBICLE | JOHN BROWN | 0998-3553-00
036_1114_4001_01_03 | GA OF GEN 3 UT3 ST3 METERING CUBICLE | JOHN BROWN | 0998-3555-00
036_1114_4001_02_03 | GA OF GEN 4 UT4 ST4 METERING CUBICLE | JOHN BROWN | 0998-3555-00
036_1114_4001_03_03 | CUBICLE SUITE ARRANGEMENT | JOHN BROWN | 0998-3555-00
036_1114_4002_01_05 | GA OF DATA ACQUISITION CUBICLE | JOHN BROWN | 0998-3555-00
036_1114_4003_01_04 | DOC FOR PETERHEAD PSB 1 | JOHN BROWN | 0998-3555-00
036_1114_4003_02_04 | DIAGRAM CONNECTIONS PETERHEAD PSB 2 | JOHN BROWN | 0998-3555-00
036_1114_4005_01_01 | PERM 200 - PETERHEAD POWER STATION | JOHN BROWN | 0998-3555-01
036_1114_4005_02_02 | PERM 200 - PETERHEAD POWER STATION | JOHN BROWN | 0998-3555-01
036_1115_4000_01_01 | CONTROL CUBICLE OUTLINE | JOHN BROWN | 0998-1714-00
036_1115_4001_01_00 | GT CONTROL CUBICLE GLAND PLATE DETAILS | JOHN BROWN | 0998-1714-00
036_1115_4002_01_03 | GENERAL ARRANGEMENT OF GENERATOR CONTROL PANEL | JOHN BROWN | 09981716-007
036_1115_4002_02_03 | LEGEND DETAILS OF GENERATOR CONTROL PANEL | JOHN BROWN | 09981716-007
036_1115_4003_01_02 | OUTLINE AND FIXING DIMENSIONS MAVR | JOHN BROWN | 0998-3380-04
036_1115_4004_01_02 | O/LINE & FIXING DIMENSIONS OF A TWIN MAVR AUX RACK | JOHN BROWN | 0998-3337-04
036_1115_4005_01_05 | GA PROTECTION PANELS PH GAS TURBINE POWER STATION | JOHN BROWN | 0998-3510-50
036_1115_4006_01_03 | GAS TURBINE CONTROL ROOM MIMIC PANEL | JOHN BROWN | 0998-3543-00
036_1115_4007_01_01 | PETERHEAD SAFETY MIMIC PANEL | JOHN BROWN | 0998-3543-00
036_1115_4008_01_06 | GA CUBICLE 3 GEN & EARTH FAULT PROTECTION | JOHN BROWN | 0998-3510-00
036_1115_4009_01_07 | GA OF CUBICLE 2 GENERATOR TRANSFORM PROTECTION | JOHN BROWN | 0998-3510-10
036_1115_4010_01_06 | GA- CUBICLE 4 UNIT/SYSTEM EARTHING TRANSFORMER PROTECTION | JOHN BROWN | 0998-3510-20
036_1115_4011_01_05 | GA OF CUBICLES 1&1A 132KV FEEDER PROTECTION & INTERTRIPPING | JOHN BROWN | 0998-3510-30
036_1115_4012_01_05 | GA OF CUBICLE 5-GENERATOR PROTECTION | JOHN BROWN | 0998-3510-40
036_1115_4014_00_01 | GA OF ANNUNCIATOR PANEL | JOHN BROWN | 0998-3550-00
036_1115_4015_01_02 | GENERAL ARRANGEMENT CONTROL PANEL | JOHN BROWN | 0998-4413-00
036_1115_4016_01_01 | DETECTOR HEAD DIMENSION DETAIL | JOHN BROWN | 0998-4413-00
036_1115_4016_02_01 | DETECTOR HEAD JUNCTION BOX DETAIL | JOHN BROWN | 0998-4413-00
036_1115_4017_01_02 | GA INTERPOSING CT CUBLE NO3 GEN TRANS SD CB | JOHN BROWN | 0998-3510-00
036_1115_4018_01_03 | GA INTERPOSING CT CUBICLE NO.2 GEN SIDE GEN CB | JOHN BROWN | 0998-3510-10
036_1115_4019_01_02 | GA INTERPOSING CT CUBICLE NO.4 GENERATOR NEUTRAL | JOHN BROWN | 0998-3510-20
036_1115_4020_01_02 | GA INTERPOSING CT CUBICLE NO.1 GEN TRANS 132 | JOHN BROWN | 0998-3510-30
036_1115_4021_01_02 | GA INTERPOSING CT CUBICLE NO.5 UNIT TRANS HV | JOHN BROWN | 0998-3510-40
036_1115_4022_00_01 | REMOTE CONTROL FACIA | JOHN BROWN | 0998-3581-01
036_1115_4023_01_02 | OUTLINE DRAWING X51RR-20 | JOHN BROWN | 0998-1716-00
036_1115_4024_01_07 | TERMINAL ARRANGEMENT MODEL X51 SERIES | JOHN BROWN | 0998-1716-01
036_1115_4025_01_03 | OUTLINE DRAWING X87RR-20 | JOHN BROWN | 0998-1716-01
036_1115_4026_01_10 | X67 RM PM TERMINAL ARRANGEMENTS | JOHN BROWN | 0998-1716-01
036_1115_4027_01_00 | TYPICAL REAR TERMINAL ARR XB7RR/X87PM CHASSIS | JOHN BROWN | 0998-1716-01
036_1115_4028_01_04 | REMOTE CONTROL DESK GA | JOHN BROWN | 0998-3581-00
036_1115_4029_01_01 | CABINET/MODULE ARRANGEMENT | JOHN BROWN | 0998 4413-00
036_1115_4030_01_01 | MIMIC PANEL ARRANGEMENT | JOHN BROWN | 0998-4413-01
036_1115_4031_01_03 | DETECTION HEAD TERMINAL ARRANGEMENT | JOHN BROWN | 0998-4413-01
036_1115_4032_01_02 | OUTPUT TERMINAL ARRANGEMENT | JOHN BROWN | 0998-4413-01
036_1115_4033_01_02 | PRESSURE SENSOR I/P POWER SUPPLY ARRANGEMENT | JOHN BROWN | 09984413-013
036_1115_4034_01_02 | POWER SUPPLY ARRANGEMENT | JOHN BROWN | 09984413-018
036_1115_4035_01_01 | GENERAL ARRANGEMENT FUEL LEVEL & ALARM CUBICLE | JOHN BROWN | 09986805-050
036_1115_4036_00_04 | SYSTEM DIAGRAM - DIRECT INTERTRIPPING EQUIPMENT TYPE SS25 | JOHN BROWN | 0998-3510-31
036_1115_4037_01_01 | REAR TERM ARR INTERCONS BETWEEN X87-RR-20&X51N20 | JOHN BROWN | 0998-1716-01
036_1115_4038_01_01 | GENERAL ARRANGEMENT OF X87-RR-20 CHASSIS | JOHN BROWN | 0998-1716-01
036_1115_4039_01_01 | GENERAL ARRANGEMENT OF X51N-RR-20 CHASSIS | JOHN BROWN | 0998-1716-01
036_1115_4040_01_06 | TURBINE CONTROL PANEL ELEMENTARY DIAGRAM GAS TURBINES 3 & 4 | JOHN BROWN | 0998-1714-24
036_1115_4040_02_06 | REVISION SHEET | JOHN BROWN | 1714-246B3068
036_1115_4040_03_06 | REVISION SHEET | JOHN BROWN | 1714-246B3068
036_1115_4040_04_06 | REVISION SHEET | JOHN BROWN | 1714-246B3068
036_1115_4040_05_06 | REVISION SHEET | JOHN BROWN | 1714-246B3068
036_1115_4040_06_06 | REVISION SHEET | JOHN BROWN | 1714-246B3068
036_1115_4040_07_06 | REVISION SHEET | JOHN BROWN | 1714-246B3068
036_1115_4040_08_06 | REVISION SHEET | JOHN BROWN | 1714-246B3068
036_1115_4040_09_06 | REVISION SHEET | JOHN BROWN | 1714-246B3068
036_1115_4040_10_06 | REVISION SHEET | JOHN BROWN | 1714-246B3068
036_1115_4040_11_06 | REVISION SHEET | JOHN BROWN | 1714-246B3068
036_1115_4040_12_06 | REVISION SHEET | JOHN BROWN | 1714-246B3068
036_1115_4040_13_06 | REVISION SHEET | JOHN BROWN | 1714-246B3068
036_1115_4040_14_06 | REVISION SHEET | JOHN BROWN | 1714-246B3068
036_1115_4040_15_06 | REVISION SHEET | JOHN BROWN | 1714-246B3068
036_1115_4040_16_06 | REVISION SHEET | JOHN BROWN | 1714-246B3068
036_1115_4040_17_06 | REVISION SHEET | JOHN BROWN | 1714-246B3068
036_1115_4040_18_06 | REVISION SHEET | JOHN BROWN | 1714-246B3068
036_1115_4040_19_06 | REVISION SHEET | JOHN BROWN | 1714-246B3068
036_1115_4040_20_06 | REVISION SHEET | JOHN BROWN | 1714-246B3068
036_1115_4040_21_06 | REVISION SHEET | JOHN BROWN | 1714-246B3068
036_1115_4040_22_06 | REVISION SHEET | JOHN BROWN | 1714-246B3068
036_1115_4040_23_06 | REVISION SHEET | JOHN BROWN | 1714-246B3068
036_1115_4040_24_06 | REVISION SHEET | JOHN BROWN | 1714-246B3068
036_1115_4040_25_06 | REVISION SHEET | JOHN BROWN | 1714-246B3068
036_1115_4040_26_06 | REVISION SHEET | JOHN BROWN | 1714-246B3068
036_1115_4040_27_06 | REVISION SHEET | JOHN BROWN | 1714-246B3068
036_1115_4040_28_06 | REVISION SHEET | JOHN BROWN | 1714-246B3068
036_1115_4040_29_06 | REVISION SHEET | JOHN BROWN | 1714-246B3068
036_1115_4040_30_06 | REVISION SHEET | JOHN BROWN | 1714-246B3068
036_1115_4040_31_06 | REVISION SHEET | JOHN BROWN | 1714-246B3068
036_1115_4040_32_06 | REVISION SHEET | JOHN BROWN | 1714-246B3068
036_1115_4040_33_06 | REVISION SHEET | JOHN BROWN | 1714-246B3068
036_1115_4040_34_06 | REVISION SHEET | JOHN BROWN | 1714-246B3068
036_1115_4040_35_06 | REVISION SHEET | JOHN BROWN | 1714-246B3068
036_1115_4040_36_06 | REVISION SHEET | JOHN BROWN | 1714-246B3068
036_1115_4040_37_06 | REVISION SHEET | JOHN BROWN | 1714-246B3068
036_1115_4040_38_06 | REVISION SHEET | JOHN BROWN | 1714-246B3068
036_1115_4040_39_06 | REVISION SHEET | JOHN BROWN | 1714-246B3068
036_1115_4040_40_06 | REVISION SHEET | JOHN BROWN | 1714-246B3068
036_1115_4040_41_06 | REVISION SHEET | JOHN BROWN | 1714-246B3068
036_1115_4040_42_06 | REVISION SHEET | JOHN BROWN | 1714-246B3068
036_1115_4040_43_06 | REVISION SHEET | JOHN BROWN | 1714-246B3068
036_1115_4040_44_06 | REVISION SHEET | JOHN BROWN | 1714-246B3068
036_1115_4040_45_06 | REVISION SHEET | JOHN BROWN | 1714-246B3068
036_1115_4040_46_06 | REVISION SHEET | JOHN BROWN | 1714-246B3068
036_1115_4040_47_06 | REVISION SHEET | JOHN BROWN | 1714-246B3068
036_1115_4040_48_06 | REVISION SHEET | JOHN BROWN | 1714-246B3068
036_1115_4040_49_06 | REVISION SHEET | JOHN BROWN | 1714-246B3068
036_1115_4040_50_06 | REVISION SHEET | JOHN BROWN | 1714-246B3068
036_1115_4040_51_06 | REVISION SHEET | JOHN BROWN | 1714-246B3068
036_1115_4040_52_06 | REVISION SHEET | JOHN BROWN | 1714-246B3068
036_1115_4040_53_06 | REVISION SHEET | JOHN BROWN | 1714-246B3068
036_1115_4040_54_06 | REVISION SHEET | JOHN BROWN | 1714-246B3068
036_1115_4040_55_06 | REVISION SHEET | JOHN BROWN | 1714-246B3068
036_1115_4040_56_06 | REVISION SHEET | JOHN BROWN | 1714-246B3068
036_1115_4040_57_06 | REVISION SHEET | JOHN BROWN | 1714-246B3068
036_1115_4040_58_06 | REVISION SHEET | JOHN BROWN | 1714-246B3068
036_1115_4040_59_06 | REVISION SHEET | JOHN BROWN | 1714-246B3068
036_1115_4040_60_06 | REVISION SHEET | JOHN BROWN | 1714-246B3068
036_1115_4040_61_06 | REVISION SHEET | JOHN BROWN | 1714-246B3068
036_1115_4040_62_06 | REVISION SHEET | JOHN BROWN | 1714-246B3068
036_1115_4040_63_06 | REVISION SHEET | JOHN BROWN | 1714-246B3068
036_1115_4040_64_06 | REVISION SHEET | JOHN BROWN | 1714-246B3068
036_1115_4040_65_06 | REVISION SHEET | JOHN BROWN | 1714-246B3068
036_1115_4040_66_06 | REVISION SHEET | JOHN BROWN | 1714-246B3068
036_1115_4040_67_06 | REVISION SHEET | JOHN BROWN | 1714-246B3068
036_1115_4040_68_06 | REVISION SHEET | JOHN BROWN | 1714-246B3068
036_1115_4040_69_06 | REVISION SHEET | JOHN BROWN | 1714-246B3068
036_1115_4040_70_06 | REVISION SHEET | JOHN BROWN | 1714-246B3068
036_1115_4040_71_06 | REVISION SHEET | JOHN BROWN | 1714-246B3068
036_1115_4040_72_06 | REVISION SHEET | JOHN BROWN | 1714-246B3068
036_1115_4040_73_06 | REVISION SHEET | JOHN BROWN | 1714-246B3068
036_1115_4040_74_06 | REVISION SHEET | JOHN BROWN | 1714-246B3068
036_1115_4040_75_06 | REVISION SHEET | JOHN BROWN | 1714-246B3068
036_1115_4040_76_06 | REVISION SHEET | JOHN BROWN | 1714-246B3068
036_1115_4040_77_06 | REVISION SHEET | JOHN BROWN | 1714-246B3068
036_1115_4040_78_06 | REVISION SHEET | JOHN BROWN | 1714-246B3068
036_1115_4040_79_06 | REVISION SHEET | JOHN BROWN | 1714-246B3068
036_1115_4040_80_06 | REVISION SHEET | JOHN BROWN | 1714-246B3068
036_1115_4040_81_06 | REVISION SHEET | JOHN BROWN | 1714-246B3068
036_1115_4040_82_06 | REVISION SHEET | JOHN BROWN | 1714-246B3068
036_1115_4040_83_06 | REVISION SHEET | JOHN BROWN | 1714-246B3068
036_1115_4040_84_06 | REVISION SHEET | JOHN BROWN | 1714-246B3068
036_1115_4040_85_06 | REVISION SHEET | JOHN BROWN | 1714-246B3068
036_1115_4040_86_06 | REVISION SHEET | JOHN BROWN | 1714-246B3068
036_1115_4040_87_06 | REVISION SHEET | JOHN BROWN | 1714-246B3068
036_1115_4040_88_06 | REVISION SHEET | JOHN BROWN | 1714-246B3068
036_1115_4040_89_06 | REVISION SHEET | JOHN BROWN | 1714-246B3068
036_1115_4040_90_06 | REVISION SHEET | JOHN BROWN | 1714-246B3068
036_1115_4040_91_06 | REVISION SHEET | JOHN BROWN | 1714-246B3068
036_1115_4040_92_06 | REVISION SHEET | JOHN BROWN | 1714-246B3068
036_1115_4040_93_06 | REVISION SHEET | JOHN BROWN | 1714-246B3068
036_1115_4040_94_06 | REVISION SHEET | JOHN BROWN | 1714-246B3068
036_1115_4040_95_06 | REVISION SHEET | JOHN BROWN | 1714-246B3068
036_1115_4040_96_06 | REVISION SHEET | JOHN BROWN | 1714-246B3068
036_1115_4040_97_06 | REVISION SHEET | JOHN BROWN | 1714-246B3068
036_1115_4040_98_06 | REVISION SHEET | JOHN BROWN | 1714-246B3068
036_1115_4040_99_06 | REVISION SHEET | JOHN BROWN | 1714-246B3068
036_1115_4042_01_00 | AUX.CON.PL MATERIAL SPARES LIST | JOHN BROWN | 09983553-009
036_1115_4043_00_02 | DMC/DAS USERS MANUAL (PAGES 1-61) | JOHN BROWN | 036/1115/4043
036_1115_4044_01_03 | MAIN PROTECTION SYSTEM AC SCHEMATIC | JOHN BROWN | 0998-3510-50
036_1115_4045_01_01 | GA FOR MARSHALLING CUBICLE | JOHN BROWN | 0998-3550-00
036_1115_4046_00_01 | GA OF PERFORMANCE MONITORING TRANSDUCER CUBICLE | JOHN BROWN | 0998-3582-00
036_1115_4047_01_00 | PARTS LIST OF PERFORMANCE MONITORING CUBICLE- 0998 | JOHN BROWN | 0998-3582-00
036_1115_4047_02_00 | PARTS LIST OF PERFORMANCE MONITORING CUBICLE- 0998 | JOHN BROWN | 0998-3582-00
036_1115_4047_03_00 | PARTS LIST OF PERFORMANCE MONITORING CUBICLE- 0998 | JOHN BROWN | 0998-3582-00
036_1115_4048_01_03 | GENERAL ARRANGEMENT OF PANEL | JOHN BROWN | 0998-3543-00
036_1115_4049_01_03 | MOSAIC MIMIC DETAIL | JOHN BROWN | 0998-3543-01
036_1115_4049_02_03 | MOSAIC MIMIC DETAIL | JOHN BROWN | 0998-3543-01
036_1115_4050_01_02 | GA - SAFETY MIMIC PANEL | JOHN BROWN | 0998-3543-01
036_1115_4051_01_03 | MOSAIC MIMIC DETAIL | JOHN BROWN | 0998-3543-01
036_1115_4053_01_01 | MATERIAL SCHEDULE GAS TURBINE CONTROL ROOM MIMIC PANEL | JOHN BROWN | 0998-3543-01
036_1116_4000_01_07 | WD FOR GAS TURBINE WATER COOLING UNIT 3 -BANK A | JOHN BROWN | 0998-7205-00
036_1116_4000_02_07 | WD FOR GAS TURBINE WATER COOLING UNIT 3-BANK B | JOHN BROWN | 0998-7205-00
036_1116_4000_03_02 | WD FOR GAS TURBINE WATER COOLING UNIT 4-BANK A | JOHN BROWN | 0998-7205-00
036_1116_4000_04_02 | WD FOR GAS TURBINE WATER COOLING UNIT 4-BANK B | JOHN BROWN | 0998-7205-00
036_1116_4001_01_05 | WIRING DIAGRAM FOR PUMPING SKID(GAS TURBINE COOLING UNIT) | JOHN BROWN | 0998-7205-01
036_1116_4002_01_07 | WD FOR GENERATOR WATER COOLING UNIT 3 -BANK A | JOHN BROWN | 0998-7206-00
036_1116_4002_02_07 | WD FOR GENERATOR WATER COOLING UNIT 3 -BANK B | JOHN BROWN | 0998-7206-00
036_1116_4002_03_07 | WD FOR GENERATOR WATER COOLING UNIT 4 -BANK A | JOHN BROWN | 0998-7206-00
036_1116_4002_04_07 | WD FOR GENERATOR WATER COOLING UNIT 4 -BANK B | JOHN BROWN | 0998-7206-00
036_1116_4003_01_05 | WIRING DIAGRAM FOR PUMPING SKID (GENERATOR COOLING UNIT) | JOHN BROWN | 0998-7206-01
036_1116_4006_01_05 | DISTILLATE FUEL OIL FORWARDING SKID WIRING DIAGRAM | JOHN BROWN | 0998-6812-00
036_1116_4007_00_03 | FUEL OIL FILTERING & FLOWMETERING UNIT WD | JOHN BROWN | 0998-6812-01
036_1116_4008_01_07 | FUEL OIL TRANSFER PUMP COALESCER SKID WIRING DIAGRAM | JOHN BROWN | 0998-6810-00
036_1116_4009_01_06 | WD 2500KVA ONAN UNIT TRANSFORMERS 3 & 4 | JOHN BROWN | 0998-3335-00
036_1116_4010_00_01 | DIAGRAM OF CONNECTIONS FOR TYPE DD DRIVING MECHANISM SHORTBASE | JOHN BROWN | 09983337-013
036_1116_4010_01_02 | DIAGRAM OF CONNECTIONS FOR TYPE DD DRIVING MECHANISM SHORTBASE | JOHN BROWN | 09983337-013
036_1116_4011_01_05 | CIRCUIT DIAGRAM FOR NEUTRAL CT CUBICLE | JOHN BROWN | 0998-3380-05
036_1116_4012_01_04 | WIRING DIAGRAM COMPRESSOR WASHDOWN SKID | JOHN BROWN | 0998-7628-00
036_1116_4012_02_04 | WIRING DIAGRAM COMPRESSOR WASHDOWN SKID | JOHN BROWN | 0998-7628-00
036_1116_4012_03_04 | COMPRESSOR WASHDOWN SKID | JOHN BROWN | 0998-7628-00
036_1116_4012_04_04 | COMPRESSOR WASHDOWN SKID | JOHN BROWN | 0998-7628-00
036_1116_4013_01_02 | WD 100KVA NEUTRAL EARTHING TRANSFORMER | JOHN BROWN | 0998-3055-01
036_1116_4014_01_02 | WIRING DIAGRAM | JOHN BROWN | 0998-3337-01
036_1116_4014_02_02 | WIRING DIAGRAM | JOHN BROWN | 0998-3337-01
036_1116_4014_03_02 | WIRING DIAGRAM | JOHN BROWN | 0998-3337-01
036_1116_4014_04_02 | WIRING DIAGRAM | JOHN BROWN | 0998-3337-01
036_1116_4014_05_02 | WIRING DIAGRAM | JOHN BROWN | 0998-3337-01
036_1116_4020_01_03 | WIRING DIAGRAM DEMINERALISED WATER FORWADING SKID | JOHN BROWN | 0998-7741-00
036_1116_4021_01_04 | COALESCER FILTER SKID WIRING DIAGRAM | JOHN BROWN | 0998-6816-00
036_1116_4022_01_03 | COALESCER FILTER SKID TERMINAL BOX ASSEMBLY | JOHN BROWN | 0998-6816-01
036_1116_4022_02_03 | COALESCER FILTER SKID TERMINAL BOX ASSEMBLY | JOHN BROWN | 0998-6816-01
036_1116_4023_01_03 | 6U LEGEND PLATE WIRING DETAIL | JOHN BROWN | 09984413-014
036_1116_4024_01_03 | 6U LEGEND PLATE WIRING DETAIL | JOHN BROWN | 09984413-015
036_1116_4025_01_03 | RELAY 1 3 DRIVE WIRING | JOHN BROWN | 09984413-016
036_1116_4026_00_01 | RL4 - RL5 DRIVE WIRING | JOHN BROWN | 0998-4413-017
036_1116_4027_01_01 | WD OF GEN CONT PM4 CT & VT SUPPLIES | JOHN BROWN | 0998-1716-00
036_1116_4027_02_02 | WD OF GENERATOR CONT PNL METERING | JOHN BROWN | 0998-1716-00
036_1116_4027_03_01 | WD OF GENERATOR CONT PNL INDICATION | JOHN BROWN | 0998-1716-00
036_1116_4027_04_01 | WD OF GENERATOR CONTROL PNL MAVR CCTS | JOHN BROWN | 0998-1716-00
036_1116_4027_05_01 | WD OF GENERATOR CONTROL PNL AVR CCTS | JOHN BROWN | 0998-1716-00
036_1116_4027_06_00 | WD OF GENERATOR CONTROL PNL MAVR CCTS | JOHN BROWN | 0998-1716-00
036_1116_4027_07_00 | WD OF GENERATOR CONT PNL BREAKER CONT | JOHN BROWN | 0998-1716-00
036_1116_4029_01_01 | WIRING DIAGRAM FOR ANNUNCIATOR PANEL | JOHN BROWN | 0998-3550-00
036_1116_4029_02_01 | WIRING DIAGRAM FOR ANNUNCIATOR PANEL | JOHN BROWN | 0998-3550-00
036_1116_4030_01_05 | WIRING DIAGRAM OF FUEL LEVEL & ALARM PANEL | JOHN BROWN | 0998-6805-05
036_1116_4031_01_02 | AUXILIARY WD WINDING TEMP CONTROL TERM BOX-AUX TRANSFORMER | JOHN BROWN | 0998-3341-00
036_1116_4032_01_01 | SET OF LABELS | JOHN BROWN | 0998-6816-01
036_1116_4033_01_00 | WD ANTI-ICING DEW POINT SENSOR VALVE CONT AUX EXC CUBICLE | JOHN BROWN | 0998-3353-00
036_1116_4033_02_02 | WD OF CHESSEL RECORDER FOR AUX EXCITATION CUBICLE | JOHN BROWN | 0998-3553-00
036_1116_4033_03_00 | WD RONAN TEMP MONITOR FOR AUXILIARY EXCITATION CUBICLE | JOHN BROWN | 0998-3353-00
036_1116_4033_04_01 | WD OF X51 RONAN TEMPERATURE MONITOR AUX EXCITATION CUBICLE | JOHN BROWN | 0998-3553-00
036_1116_4034_01_00 | RL 7 DRIVE WIRING | JOHN BROWN | 0998-4413-01
036_1116_4035_01_06 | NOX CONTROL-WATER INJECTION SKID WIRING DIAGRAM | JOHN BROWN | 0998-7740-00
036_1116_4036_01_06 | TERMINATION DETAILS CUBICLE 3 | JOHN BROWN | 0998-3510-01
036_1116_4037_01_06 | TERMINATION DETAILS CUBICLE 2 | JOHN BROWN | 0998-3510-11
036_1116_4038_01_06 | TERMINATION DETAILS CUBICLE 4 | JOHN BROWN | 0998-3510-21
036_1116_4039_01_06 | TERMINATION DETAILS CUBICLE 1 | JOHN BROWN | 0998-3510-31
036_1116_4040_01_03 | TERMINATION DETAILS CUBICLE 1A | JOHN BROWN | 0998-3510-31
036_1116_4041_01_06 | TERMINATION DETAILS CUBICLE 5 | JOHN BROWN | 0998-3510-41
036_1116_4043_01_02 | CONTROL ROOM MARSHALLING BOX WIRING DIAGRAM | JOHN BROWN | 0998-3652-00
036_1116_4044_01_01 | INTERCONNECTION DIAGRAM FOR UNIT 3 15KV MARSHALLING BOX | JOHN BROWN | 0998-3652-00
036_1116_4044_02_01 | INTERCONNECTION DIAGRAM FOR UNIT 4 15KV MARSHALLING BOX | JOHN BROWN | 0998-3652-00
036_1117_4000_01_07 | SYSTEM PROTECTION ONE LINE DIAGRAM | JOHN BROWN | 0998-3126-00
036_1117_4001_01_08 | GAS TURBINE UNIT 3 M.V.ONE LINE DIAGRAM | JOHN BROWN | 0998-3325-00
036_1117_4002_01_02 | 11KV UNIT BOARD ONE LINE DIAGRAM | JOHN BROWN | 0998-3329-01
036_1117_4003_01_06 | SD OF TAPCHANGE CONTROL 142/14KV GT 3 & 4 | JOHN BROWN | 0998-3337-01
036_1117_4004_01_05 | SD OF CT CONNECTIONS 142/14KV GT 3 & 4 | JOHN BROWN | 0998-3337-02
036_1117_4005_01_06 | TYPE DV40 CB UNIT TRANSFORMER 11KV UNIT BD 3/4 | JOHN BROWN | 0998-3329-00
036_1117_4006_01_10 | AUXILIARY TERMINAL BOX CONNECTION DIAGRAM | JOHN BROWN | 0998-3380-02
036_1117_4007_01_04 | CIRCUIT DIAGRAM OF TWIN MAVR EXCITATION SYSTEM | JOHN BROWN | 09983380-050
036_1117_4007_02_04 | CIRCUIT DIAGRAM OF TWIN MAVR EXCITATION SYSTEM | JOHN BROWN | 09983380-050
036_1117_4008_00_07 | SD TYPE DV40 CB INCOMER PANEL 2 11KV UNIT BD 3/4 | JOHN BROWN | 0998-3329-00
036_1117_4009_00_06 | SD TYPE DV40 CB STARTING MOTOR FEEDER PNL 3 11KV UNIT BD 3/4 | JOHN BROWN | 0998-3329-01
036_1117_4010_00_06 | SD TYPE DV40 CB UNIT AUX TRANS PANEL 4 11KV UNIT BD 3/4 | JOHN BROWN | 0998-3329-01
036_1117_4011_00_11 | CIRCUIT DIAGRAM CUBICLE 3 GENERATOR & EARTH FAULT PROTECTION & CB ALARMS | JOHN BROWN | 0998-3510-00
036_1117_4011_01_11 | CD CUBICLE 3 GENERATOR & EARTH FAULT PROTECTION & CB ALARMS | JOHN BROWN | 0998-3510-00
036_1117_4011_02_11 | CD CUBICLE 3 GENERATOR & EARTH FAULT PROTECTION & CB ALARMS | JOHN BROWN | 0998-3510-00
036_1117_4011_03_11 | CD CUBICLE 3 GENERATOR & EARTH FAULT PROTECTION & CB ALARMS | JOHN BROWN | 0998-3510-00
036_1117_4012_00_11 | CIRCUIT DIAGRAM CUBICLE 2 GENERATOR TRANSFORMER PROTECTION | JOHN BROWN | 0998-3510-10
036_1117_4012_03_11 | CIRCUIT DIAGRAM CUBICLE 2 GENERATOR TRANSFORMER PROTECTION | JOHN BROWN | 0998-3510-10
036_1117_4012_04_04 | CIRCUIT DIAGRAM CUBICLE 2 GENERATOR TRANSFORMER PROTECTION | JOHN BROWN | 0998-3510-10
036_1117_4013_00_11 | CUBICLE NO.4 UNIT/SYSTEM EARTHING TRANSFMER PROTECTION | JOHN BROWN | 0998-3510-20
036_1117_4013_01_07 | CUBICLE NO.4 UNIT/SYSTEM EARTHING TRANSFMER PROTECTION | JOHN BROWN | 0998-3510-20
036_1117_4013_02_11 | CUBICLE NO.4 UNIT/SYSTEM EARTHING TRANSFMER PROTECTION | JOHN BROWN | 0998-3510-20
036_1117_4013_03_11 | CUBICLE NO.4 UNIT/SYSTEM EARTHING TRANSFORMER PROTECTION | JOHN BROWN | 0998-3510-20
036_1117_4013_04_11 | CUBICLE NO.4 UNIT/SYSTEM EARTHING TRANSFORMER PROTECTION | JOHN BROWN | 0998-3510-20
036_1117_4013_05_11 | CUBICLE NO.4 UNIT/SYSTEM EARTHING TRANSFORMER PROTECTION | JOHN BROWN | 0998-3510-20
036_1117_4013_06_11 | CUBICLE NO.4 UNIT SYSTEM EARTHING TRANSFORMER PROTECTION | JOHN BROWN | 0998-3510-20
036_1117_4014_00_12 | CIRCUIT DIAGRAM CUBICLE 1 132KV FEEDER PROTECTION | JOHN BROWN | 0998-3510-30
036_1117_4014_01_12 | CIRCUIT DIAGRAM CUBICLE 1 132KV FEEDER PROTECTION | JOHN BROWN | 0998-3510-30
036_1117_4014_02_12 | CIRCUIT DIAGRAM CUBICLE 1 132KV FEEDER PROTECTION | JOHN BROWN | 0998-3510-30
036_1117_4014_03_12 | CIRCUIT DIAGRAM CUBICLE 1A 132KV FEEDER PROTECTION | JOHN BROWN | 0998-3510-30
036_1117_4014_04_12 | CIRCUIT DIAGRAM CUBICLE 1A 132KV FEEDER PROTECTION | JOHN BROWN | 0998-3510-30
036_1117_4014_05_12 | CIRCUIT DIAGRAM CUBICLE 1A 132KV FEEDER PROTECTION | JOHN BROWN | 0998-3510-30
036_1117_4015_00_09 | CIRCUIT DIAGRAM CUBICLE NO.5 GENERATOR PROTECTION | JOHN BROWN | 0998-3510-40
036_1117_4016_01_01 | PS - SYSTEM SCHEMATIC | JOHN BROWN | 0998-3555-00
036_1117_4017_00_04 | CIRCUIT DIAGRAM GENERATOR TRANSFORMER 132KV INTERPOSING CIRCUITS | JOHN BROWN | 0998-3510-50
036_1117_4017_01_03 | CIRCUIT DIAGRAM GEN TRANSFORMER 132KV INTERPOSING CIRCUITS | JOHN BROWN | 0998-3510-50
036_1117_4017_02_03 | CIRCUIT DIAGRAM GEN SIDE GEN CB INTERPOSING CIRCUITS | JOHN BROWN | 0998-3510-50
036_1117_4017_03_03 | CIRCUIT DIAGRAM GEN SIDE GEN CB INTERPOSING CIRCUITS | JOHN BROWN | 0998-3510-50
036_1117_4017_04_03 | CIRCUIT DIAGRAM GEN SIDE GEN CB INTERPOSING CIRCUITS | JOHN BROWN | 0998-3510-50
036_1117_4017_05_03 | CIRCUIT DIAGRAM GEN TRANS SIDE GEN CB INTERPOSING CIRCUITS | JOHN BROWN | 0998-3510-50
036_1117_4017_06_03 | CIRCUIT DIAGRAM GEN TRANS SIDE GEN CB INTERPOSING CIRCUITS | JOHN BROWN | 0998-3510-50
036_1117_4017_07_04 | CIRCUIT DIAGRAM GENERATOR NEUTRAL INTERPOSING CIRCUITS | JOHN BROWN | 0998-3510-50
036_1117_4017_08_03 | CD GENERATOR NEUTRAL INTERPOSING CIRCUITS | JOHN BROWN | 0998-3510-50
036_1117_4017_09_03 | CIRCUIT DIAGRAM GENERATOR NEUTRAL INTERPOSING CIRCUITS | JOHN BROWN | 0998-3510-50
036_1117_4017_10_03 | CIRCUIT DIAGRAM GENERATOR NEUTRAL INTERPOSING CIRCUITS | JOHN BROWN | 0998-3510-50
036_1117_4017_11_03 | CIRCUIT DIAGRAM UNIT TRANSFORMER HV INTERPOSING CIRCUITS | JOHN BROWN | 0998-3510-50
036_1117_4018_01_03 | SCHEMATIC DIAGRAM OF GAS DETECTION SYSTEM | JOHN BROWN | 0998-4413-00
036_1117_4019_00_10 | 415V STATION SERVICES BOARD SCHEMATIC WD | JOHN BROWN | 0998-3402-00
036_1117_4019_01_08 | FILING INDEX AND ISSUE RECORD | JOHN BROWN | 0998-3402-00
036_1117_4019_02_08 | FILING INDEX AND ISSUE RECORD | JOHN BROWN | 0998-3402-00
036_1117_4019_03_08 | MODIFICATION RECORD | JOHN BROWN | 0998-3402-00
036_1117_4019_04_08 | CIRCUIT DIAGRAM FOR ACB INCOMER FROM 415V GAS TURBINE MCC UNIT 3 | JOHN BROWN | 0998-3402-00
036_1117_4019_05_10 | CIRCUIT DIAGRAM FOR ACB INCOMER FROM 415V GAS TURBINE MCC UNIT 3 | JOHN BROWN | 0998-3402-00
036_1117_4019_06_08 | CIRCUIT DIAGRAM FOR ACB INCOMER FROM 415V GAS TURBINE MCC UNIT 3 | JOHN BROWN | 0998-3402-00
036_1117_4019_07_08 | CIRCUIT DIAGRAM FOR ACB INCOMER FROM 415V GAS TURBINE MCC UNIT 3 | JOHN BROWN | 0998-3402-00
036_1117_4019_08_10 | CIRCUIT DIAGRAM FOR ACB INCOMER FROM 415V GAS TURBINE MCC UNIT 3 | JOHN BROWN | 0998-3402-00
036_1117_4019_09_08 | CIRCUIT DIAGRAM FOR ACB INCOMER FROM 415V GAS TURBINE MCC UNIT 3 | JOHN BROWN | 0998-3402-00
036_1117_4019_10_08 | CIRCUIT DIAGRAM FOR ACB BUS SECTION | JOHN BROWN | 0998-3402-00
036_1117_4019_11_10 | CIRCUIT DIAGRAM FOR ACB BUS SECTION | JOHN BROWN | 0998-3402-00
036_1117_4019_12_08 | CIRCUIT DIAGRAM FOR SWINGOUT COMPT TP AND N SWITCHFUSE FEEDER | JOHN BROWN | 0998-3402-00
036_1117_4019_13_08 | CIRCUIT DIAGRAM FOR SWINGOUT COMPT TP AND N SWITCHFUSE FEEDER | JOHN BROWN | 0998-3402-00
036_1117_4019_14_08 | CIRCUIT DIAGRAM FOR REMOVEABLE UNIT FUTURE | JOHN BROWN | 0998-3402-00
036_1117_4019_15_08 | CIRCUIT DIAGRAM FOR SWINGOUT COMPT SP AND N SWITCHFUSE FEEDER | JOHN BROWN | 0998-3402-00
036_1117_4019_16_10 | CIRCUIT DIAGRAM FOR SWINGOUT COMPT SP AND N SWITCHFUSE FEEDER | JOHN BROWN | 0998-3402-00
036_1117_4019_17_08 | CIRCUIT DIAGRAM FOR SWINGOUT COMPT NON REVERSING DOL STARTER | JOHN BROWN | 0998-3402-00
036_1117_4019_18_08 | CIRCUIT DIAGRAM FOR SWINGOUT COMPT NON REVERSING DOL STARTER | JOHN BROWN | 0998-3402-00
036_1117_4019_19_10 | CIRCUIT DIAGRAM FOR SWINGOUT COMPT NON REVERSING DOL STARTER | JOHN BROWN | 0998-3402-00
036_1117_4019_20_08 | CIRCUIT DIAGRAM FOR SWINGOUT COMPT NON REVERSING DOL STARTER | JOHN BROWN | 0998-3402-00
036_1117_4019_21_08 | CIRCUIT DIAGRAM FOR SWINGOUT COMPT NON REVERSING DOL STARTER | JOHN BROWN | 0998-3402-00
036_1117_4019_23_08 | CIRCUIT DIAGRAM FOR SWINGOUT COMPT CONTACTOR FEEDER | JOHN BROWN | 0998-3402-00
036_1117_4019_24_08 | BUSWIRE ROUTING CHART FOR CUBICLES | JOHN BROWN | 0998-3402-00
036_1117_4019_25_08 | CIRCUIT DIAGRAM FOR SWINGOUT COMPT 2 PHASE SWITCHFUSE FEEDER | JOHN BROWN | 0998-3402-00
036_1117_4019_26_08 | CIRCUIT DIAGRAM FOR ACB BUS SECTION | JOHN BROWN | 0998-3402-00
036_1117_4020_01_05 | WD REMOTE CONTROL DESK | JOHN BROWN | 0998-3581-00
036_1117_4021_01_01 | SD OF PERFORMANCE MONITORING TRANSDUCER CUBICLE | JOHN BROWN | 0998-3582-00
036_1117_4022_01_05 | ESSENTIAL SERVICES BOARD SCHEMATICS | JOHN BROWN | 0998-3408-00
036_1117_4022_02_05 | ESSENTIAL SERVICES BOARD SCHEMATICS | JOHN BROWN | 0998-3408-00
036_1117_4022_03_05 | ESSENTIAL SERVICES BOARD SCHEMATICS | JOHN BROWN | 0998-3408-00
036_1117_4022_04_05 | ESSENTIAL SERVICES BOARD SCHEMATICS | JOHN BROWN | 0998-3408-00
036_1117_4022_05_05 | ESSENTIAL SERVICES BOARD SCHEMATICS | JOHN BROWN | 0998-3408-00
036_1117_4022_06_05 | ESSENTIAL SERVICES BOARD SCHEMATICS | JOHN BROWN | 0998-3408-00
036_1117_4022_07_05 | ESSENTIAL SERVICES BOARD SCHEMATICS | JOHN BROWN | 0998-3408-00
036_1117_4022_08_05 | ESSENTIAL SERVICES BOARD SCHEMATICS | JOHN BROWN | 0998-3408-00
036_1117_4022_09_05 | ESSENTIAL SERVICES BOARD SCHEMATICS | JOHN BROWN | 0998-3408-00
036_1117_4022_10_05 | ESSENTIAL SERVICES BOARD SCHEMATICS | JOHN BROWN | 0998-3408-00
036_1117_4023_01_03 | SCHEMATIC LAYOUT OF VENTILATION SYSTEM | JOHN BROWN | 0998-7924-01
036_1117_4025_01_00 | SYSTEM BLOCK DIAGRAMS | JOHN BROWN | 0998-3652-02
036_1117_4025_02_00 | SYSTEM BLOCK DIAGRAMS | JOHN BROWN | 0998-3652-02
036_1117_4025_03_00 | SYSTEM BLOCK DIAGRAMS | JOHN BROWN | 0998-3652-02
036_1117_4025_04_00 | SYSTEM BLOCK DIAGRAMS | JOHN BROWN | 0998-3652-02
036_1117_4025_05_00 | SYSTEM BLOCK DIAGRAMS | JOHN BROWN | 0998-3652-02
036_1117_4025_06_00 | SYSTEM BLOCK DIAGRAMS | JOHN BROWN | 0998-3652-02
036_1117_4025_07_00 | SYSTEM BLOCK DIAGRAMS | JOHN BROWN | 0998-3652-02
036_1117_4025_08_00 | SYSTEM BLOCK DIAGRAMS | JOHN BROWN | 0998-3652-02
036_1117_4025_09_00 | SYSTEM BLOCK DIAGRAMS | JOHN BROWN | 0998-3652-02
036_1117_4025_10_00 | SYSTEM BLOCK DIAGRAMS | JOHN BROWN | 0998-3652-02
036_1117_4025_11_00 | SYSTEM BLOCK DIAGRAMS | JOHN BROWN | 0998-3652-02
036_1117_4025_12_00 | SYSTEM BLOCK DIAGRAMS | JOHN BROWN | 0998-3652-02
036_1117_4025_13_00 | SYSTEM BLOCK DIAGRAMS | JOHN BROWN | 0998-3652-02
036_1117_4025_14_00 | SYSTEM BLOCK DIAGRAMS | JOHN BROWN | 0998-3652-02
036_1117_4025_15_00 | SYSTEM BLOCK DIAGRAMS | JOHN BROWN | 0998-3652-02
036_1117_4025_16_00 | SYSTEM BLOCK DIAGRAMS | JOHN BROWN | 0998-3652-02
036_1117_4025_17_00 | SYSTEM BLOCK DIAGRAMS | JOHN BROWN | 0998-3652-02
036_1117_4025_18_00 | SYSTEM BLOCK DIAGRAMS | JOHN BROWN | 0998-3652-02
036_1117_4025_19_00 | SYSTEM BLOCK DIAGRAMS | JOHN BROWN | 0998-3652-02
036_1117_4025_20_00 | SYSTEM BLOCK DIAGRAMS | JOHN BROWN | 0998-3652-02
036_1117_4025_21_00 | SYSTEM BLOCK DIAGRAMS | JOHN BROWN | 0998-3652-02
036_1117_4025_22_00 | SYSTEM BLOCK DIAGRAMS | JOHN BROWN | 0998-3652-02
036_1117_4025_23_00 | SYSTEM BLOCK DIAGRAMS | JOHN BROWN | 0998-3652-02
036_1117_4025_24_00 | SYSTEM BLOCK DIAGRAMS | JOHN BROWN | 0998-3652-02
036_1117_4025_25_00 | SYSTEM BLOCK DIAGRAMS | JOHN BROWN | 0998-3652-02
036_1117_4025_26_00 | SYSTEM BLOCK DIAGRAMS | JOHN BROWN | 0998-3652-02
036_1117_4025_27_00 | SYSTEM BLOCK DIAGRAMS | JOHN BROWN | 0998-3652-02
036_1117_4025_28_00 | SYSTEM BLOCK DIAGRAMS | JOHN BROWN | 0998-3652-02
036_1117_4025_29_00 | SYSTEM BLOCK DIAGRAMS | JOHN BROWN | 0998-3652-02
036_1117_4025_30_00 | SYSTEM BLOCK DIAGRAMS | JOHN BROWN | 0998-3652-02
036_1117_4025_31_00 | SYSTEM BLOCK DIAGRAMS | JOHN BROWN | 0998-3652-02
036_1117_4025_32_00 | SYSTEM BLOCK DIAGRAMS | JOHN BROWN | 0998-3652-02
036_1117_4025_33_00 | SYSTEM BLOCK DIAGRAMS | JOHN BROWN | 0998-3652-02
036_1117_4025_34_00 | SYSTEM BLOCK DIAGRAMS | JOHN BROWN | 0998-3652-02
036_1117_4025_35_00 | SYSTEM BLOCK DIAGRAMS | JOHN BROWN | 0998-3652-02
036_1117_4025_36_00 | SYSTEM BLOCK DIAGRAMS | JOHN BROWN | 0998-3652-02
036_1117_4025_37_00 | SYSTEM BLOCK DIAGRAMS | JOHN BROWN | 0998-3652-02
036_1117_4025_38_00 | SYSTEM BLOCK DIAGRAMS | JOHN BROWN | 0998-3652-02
036_1117_4025_39_00 | SYSTEM BLOCK DIAGRAMS | JOHN BROWN | 0998-3652-02
036_1117_4025_40_00 | SYSTEM BLOCK DIAGRAMS | JOHN BROWN | 0998-3652-02
036_1117_4026_01_06 | SCHEMATIC DIAGRAM GAS TURBINE CONTROL ROOM MIMIC PANEL | JOHN BROWN | 0998-3543-01
036_1117_4026_02_06 | SCHEMATIC DIAGRAM GAS TURBINE CONTROL ROOM MIMIC PANEL | JOHN BROWN | 0998-3543-01
036_1117_4026_03_05 | SCHEMATIC DIAGRAM GAS TURBINE CONTROL ROOM MIMIC PANEL | JOHN BROWN | 0998-3543-01
036_1117_4026_04_06 | SCHEMATIC DIAGRAM GAS TURBINE CONTROL ROOM MIMIC PANEL | JOHN BROWN | 0998-3543-01
036_1117_4026_05_05 | SCHEMATIC DIAGRAM GAS TURBINE CONTROL ROOM MIMIC PANEL | JOHN BROWN | 0998-3543-01
036_1117_4026_06_05 | SCHEMATIC DIAGRAM GAS TURBINE CONTROL ROOM MIMIC PANEL | JOHN BROWN | 0998-3543-01
036_1117_4026_07_05 | SCHEMATIC DIAGRAM GAS TURBINE CONTROL ROOM MIMIC PANEL | JOHN BROWN | 0998-3543-01
036_1117_4026_08_05 | SCHEMATIC DIAGRAM GAS TURBINE CONTROL ROOM MIMIC PANEL | JOHN BROWN | 0998-3543-01
036_1117_4026_09_05 | SCHEMATIC DIAGRAM GAS TURBINE CONTROL ROOM MIMIC PANEL | JOHN BROWN | 0998-3543-01
036_1117_4026_10_05 | SCHEMATIC DIAGRAM GAS TURBINE CONTROL ROOM MIMIC PANEL | JOHN BROWN | 0998-3543-01
036_1117_4026_11_05 | SCHEMATIC DIAGRAM GAS TURBINE CONTROL ROOM MIMIC PANEL | JOHN BROWN | 0998-3543-01
036_1117_4026_12_05 | SCHEMATIC DIAGRAM GAS TURBINE CONTROL ROOM MIMIC PANEL | JOHN BROWN | 0998-3543-01
036_1117_4026_13_05 | SCHEMATIC DIAGRAM GAS TURBINE CONTROL ROOM MIMIC PANEL | JOHN BROWN | 0998-3543-01
036_1117_4026_14_05 | SCHEMATIC DIAGRAM GAS TURBINE CONTROL ROOM MIMIC PANEL | JOHN BROWN | 0998-3543-01
036_1117_4026_15_05 | SCHEMATIC DIAGRAM GAS TURBINE CONTROL ROOM MIMIC PANEL | JOHN BROWN | 0998-3543-01
036_1117_4026_16_05 | SCHEMATIC DIAGRAM GAS TURBINE CONTROL ROOM MIMIC PANEL | JOHN BROWN | 0998-3543-01
036_1117_4026_17_05 | SCHEMATIC DIAGRAM GAS TURBINE CONTROL ROOM MIMIC PANEL | JOHN BROWN | 0998-3543-01
036_1117_4026_18_05 | SCHEMATIC DIAGRAM GAS TURBINE CONTROL ROOM MIMIC PANEL | JOHN BROWN | 0998-3543-01
036_1117_4026_19_05 | SCHEMATIC DIAGRAM GAS TURBINE CONTROL ROOM MIMIC PANEL | JOHN BROWN | 0998-3543-01
036_1117_4026_20_05 | SCHEMATIC DIAGRAM GAS TURBINE CONTROL ROOM MIMIC PANEL | JOHN BROWN | 0998-3543-01
036_1117_4026_21_05 | SCHEMATIC DIAGRAM GAS TURBINE CONTROL ROOM MIMIC PANEL | JOHN BROWN | 0998-3543-01
036_1117_4026_22_05 | SCHEMATIC DIAGRAM GAS TURBINE CONTROL ROOM MIMIC PANEL | JOHN BROWN | 0998-3543-01
036_1117_4026_23_05 | SCHEMATIC DIAGRAM GAS TURBINE CONTROL ROOM MIMIC PANEL | JOHN BROWN | 0998-3543-01
036_1117_4026_24_05 | SCHEMATIC DIAGRAM GAS TURBINE CONTROL ROOM MIMIC PANEL | JOHN BROWN | 0998-3543-01
036_1117_4026_25_05 | SCHEMATIC DIAGRAM GAS TURBINE CONTROL ROOM MIMIC PANEL | JOHN BROWN | 0998-3543-01
036_1117_4026_26_05 | SCHEMATIC DIAGRAM GAS TURBINE CONTROL ROOM MIMIC PANEL | JOHN BROWN | 0998-3543-01
036_1117_4026_27_05 | SCHEMATIC DIAGRAM GAS TURBINE CONTROL ROOM MIMIC PANEL | JOHN BROWN | 0998-3543-01
036_1117_4026_28_05 | SCHEMATIC DIAGRAM GAS TURBINE CONTROL ROOM MIMIC PANEL | JOHN BROWN | 0998-3543-01
036_1117_4026_29_05 | SCHEMATIC DIAGRAM GAS TURBINE CONTROL ROOM MIMIC PANEL | JOHN BROWN | 0998-3543-01
036_1117_4026_30_05 | SCHEMATIC DIAGRAM GAS TURBINE CONTROL ROOM MIMIC PANEL | JOHN BROWN | 0998-3543-01
036_1117_4026_31_05 | SCHEMATIC DIAGRAM GAS TURBINE CONTROL ROOM MIMIC PANEL | JOHN BROWN | 0998-3543-01
036_1117_4026_32_05 | SCHEMATIC DIAGRAM GAS TURBINE CONTROL ROOM MIMIC PANEL | JOHN BROWN | 0998-3543-01
036_1117_4026_33_05 | SCHEMATIC DIAGRAM GAS TURBINE CONTROL ROOM MIMIC PANEL | JOHN BROWN | 0998-3543-01
036_1117_4026_34_05 | SCHEMATIC DIAGRAM GAS TURBINE CONTROL ROOM MIMIC PANEL | JOHN BROWN | 0998-3543-01
036_1117_4026_35_05 | SCHEMATIC DIAGRAM GAS TURBINE CONTROL ROOM MIMIC PANEL | JOHN BROWN | 0998-3543-01
036_1117_4026_36_05 | SCHEMATIC DIAGRAM GAS TURBINE CONTROL ROOM MIMIC PANEL | JOHN BROWN | 0998-3543-01
036_1117_4026_37_05 | SCHEMATIC DIAGRAM GAS TURBINE CONTROL ROOM MIMIC PANEL | JOHN BROWN | 0998-3543-01
036_1117_4026_38_05 | SCHEMATIC DIAGRAM GAS TURBINE CONTROL ROOM MIMIC PANEL | JOHN BROWN | 0998-3543-01
036_1117_4026_39_05 | SCHEMATIC DIAGRAM GAS TURBINE CONTROL ROOM MIMIC PANEL | JOHN BROWN | 0998-3543-01
036_1117_4026_40_05 | SCHEMATIC DIAGRAM GAS TURBINE CONTROL ROOM MIMIC PANEL | JOHN BROWN | 0998-3543-01
036_1117_4026_41_06 | SCHEMATIC DIAGRAM GAS TURBINE CONTROL ROOM MIMIC PANEL | JOHN BROWN | 0998-3543-01
036_1117_4026_42_05 | SCHEMATIC DIAGRAM GAS TURBINE CONTROL ROOM MIMIC PANEL | JOHN BROWN | 0998-3543-01
036_1117_4026_43_05 | SCHEMATIC DIAGRAM GAS TURBINE CONTROL ROOM MIMIC PANEL | JOHN BROWN | 0998-3543-01
036_1117_4026_44_05 | SCHEMATIC DIAGRAM GAS TURBINE CONTROL ROOM MIMIC PANEL | JOHN BROWN | 0998-3543-01
036_1117_4027_01_02 | TERMINAL BOARD LAYOUT DETAILS (SHEET 1) | JOHN BROWN | 0998-3543-01
036_1117_4027_02_02 | TERMINAL BOARD LAYOUT DETAILS (SHEET 2) | JOHN BROWN | 0998-3543-01
036_1117_4027_03_02 | TERMINAL BOARD LAYOUT DETAILS (SHEET 3) | JOHN BROWN | 0998-3543-01
036_1117_4027_04_02 | TERMINAL BOARD LAYOUT DETAILS (SHEET 4) | JOHN BROWN | 0998-3543-01
036_1117_4027_05_02 | TERMINAL BOARD LAYOUT DETAILS (SHEET 5) | JOHN BROWN | 0998-3543-01
036_1117_4028_00_00 | X87 WIRING DIAGRAM | JOHN BROWN | 0998-3553-04
036_1117_4028_01_00 | X87 WIRING DIAGRAM | JOHN BROWN | 0998-3553-04
036_1117_4028_02_00 | X87 REAR TERMINAL ARRANGEMENT | JOHN BROWN | 0998-3553-04
036_1117_4028_03_00 | CARD ARRANGEMENT FOR X87 | JOHN BROWN | 0998-3553-04
036_1117_4028_04_00 | X87 & X51 W/DIAGRAM GENERATOR STATOR TRIP AMP CONFIGURATION | JOHN BROWN | 0998-3553-04
036_1117_4028_05_00 | AUXILIARY CUBICLE TEMPERATURE TRIP AMPLIFIERS ARRANGEMENT | JOHN BROWN | 0998-3553-04
036_1117_4028_06_00 | GENERATOR RTD ANALOGUE SIGNALS | JOHN BROWN | 0998-3553-04
036_1118_4000_01_03 | GT UNIT 3 125V DC DISTRIBUTION BOARD ONE LINE DIAGRAM | JOHN BROWN | 0998-3713-01
036_1118_4001_01_01 | GT UNIT 4 125V DC DISTRIBUTION BOARD ONE LINE DIAGRAM | JOHN BROWN | 0998-3713-00
036_1118_4002_01_00 | SUITE OUTLINE OF 5KVA TRANSOBLOC UPS SYSTEM | JOHN BROWN | 0998-3711-01
036_1118_4003_01_03 | CIRCUIT DIAGRAM TRANSOBLOC & THYROSTAT (8 SHEETS) | JOHN BROWN | 0998-3711-01
036_1118_4003_02_02 | CIRCUIT DIAGRAM TRANSOBLOC & THYROSTAT (8 SHEETS) | JOHN BROWN | 0998-3711-01
036_1118_4003_03_00 | CIRCUIT DIAGRAM TRANSOBLOC & THYROSTAT (8 SHEETS) | JOHN BROWN | 0998-3711-01
036_1118_4003_04_00 | CIRCUIT DIAGRAM TRANSOBLOC & THYROSTAT (8 SHEETS) | JOHN BROWN | 0998-3711-01
036_1118_4003_05_00 | CIRCUIT DIAGRAM TRANSOBLOC & THYROSTAT (8 SHEETS) | JOHN BROWN | 0998-3711-01
036_1118_4003_06_00 | CIRCUIT DIAGRAM TRANSOBLOC & THYROSTAT (8 SHEETS) | JOHN BROWN | 0998-3711-01
036_1118_4003_07_00 | CIRCUIT DIAGRAM TRANSOBLOC & THYROSTAT (8 SHEETS) | JOHN BROWN | 0998-3711-01
036_1118_4003_08_03 | CIRCUIT DIAGRAM FOR TRANSOBLOC AND THYROSTAT | JOHN BROWN | U4008.11.001.CCT.3.C
036_1118_4004_01_02 | ARRANGEMENT 2X24 YAP13BE CELLS | JOHN BROWN | 0998-3711-01
036_1118_4005_01_01 | ARR OF YCP29AE CELLS ON DOUBLE TIER DOUBLE ROW STEEL STANDS | JOHN BROWN | 0998-3711-01
036_1118_4006_01_02 | INTERCONNECTION DIAGRAM 5KVA TRANSOBLOC & THYROSTAT | JOHN BROWN | 0998-3711-01
036_1118_4007_01_02 | ARRANGEMENT - THREE PHASE CONSTANT VOLTAGE CHRGR | JOHN BROWN | 0998-3717-00
036_1118_4008_01_02 | CIRCUIT DIAGRAM - CONSTANT VOLTAGE CHARGER | JOHN BROWN | 0998-3717-00
036_1118_4009_01_01 | FILING INDEX & ISSUE RECORD - 3 SHEETS | JOHN BROWN | 09983713-008
036_1118_4009_02_01 | FILING INDEX & ISSUE RECORD - 3 SHEETS | JOHN BROWN | 09983713-008
036_1118_4009_03_01 | FILING INDEX & ISSUE RECORD - 3 SHEETS (CD FOR SWING-OUT COMPT DC STARTER) | JOHN BROWN | 09983713-008
036_1118_4009_04_01 | CIRCUIT DIAGRAM FOR SWING OUT COMPT DC STARTER | JOHN BROWN | KC3/04D 5687
036_1118_4010_01_01 | 110V DC & 24V DC DISTRIBUTION | JOHN BROWN | 0998-3713-01
036_1118_4011_01_01 | DUAL CONSTANT VOLTAGE CHARGER ARRANGEMENT | JOHN BROWN | 0998-3706-00
036_1118_4012_01_03 | DUAL CONSTANT VOLTAGE CHARGER CIRCUIT DIAGRAM | JOHN BROWN | 0998-3706-00
036_1118_4014_01_01 | SYSTEM PROTECTION OVERALL DC SCHEMATIC | JOHN BROWN | 0998-3510-50
036_1118_4014_02_01 | SYSTEM PROTECTION OVERALL DC SCHEMATIC | JOHN BROWN | 0998-3510-50
036_1118_4014_03_01 | SYSTEM PROTECTION OVERALL DC SCHEMATIC | JOHN BROWN | 0998-3510-50
036_1118_4014_04_01 | SYSTEM PROTECTION OVERALL DC SCHEMATIC | JOHN BROWN | 0998-3510-50
036_1118_4014_05_00 | SYSTEM PROTECTION OVERALL DC SCHEMATIC | JOHN BROWN | 0998-3510-50
036_1118_4015_01_10 | FILING INDEX & ISSUE RECORD | JOHN BROWN | 0998-3713-01
036_1118_4015_02_10 | MODIFICATION RECORD | JOHN BROWN | 0998-3713-01
036_1118_4015_03_10 | BUSWIRE ROUTING CHART FOR CUBICLES | JOHN BROWN | 0998-3713-01
036_1118_4015_04_10 | CIRCUIT DIAGRAM FOR FIXED PANEL DC INCOMER | JOHN BROWN | 0998-3713-01
036_1118_4015_05_12 | CIRCUIT DIAGRAM FOR FIXED PANEL DC STARTER | JOHN BROWN | 0998-3713-01
036_1118_4015_06_10 | CIRCUIT DIAGRAM FOR FIXED PANEL DC FEEDER | JOHN BROWN | 0998-3713-01
036_1121_4000_01_06 | WIRING DIAGRAM FOR LOWER SECTION LIGHTING | JOHN BROWN | 0998-7606-00
036_1121_4000_02_06 | WIRING DIAGRAM FOR UPPER SECTION LIGHTING | JOHN BROWN | 0998-7606-00
036_1121_4000_03_06 | WIRING DIAGRAM FOR BY-PASS DOOR TRACE HEATING & LIMIT SWITCH | JOHN BROWN | 0998-7606-00
036_1121_4000_04_06 | WIRING DIAGRAM FOR ALARM TRIP DIFFERENTIAL PRESSURE SWITCH | JOHN BROWN | 0998-7606-00
036_1121_4001_01_04 | PRESSURE GAUGE & PRESSURE SWITCH PANEL LAYOUT WIRING DIAGRAM | JOHN BROWN | 0998-7606-01
036_1121_4002_01_02 | POSITN.ELECTRICAL EQUIP.ON 3 STAGE FILTER HOUSE | JOHN BROWN | 09987606-019
036_1121_4003_01_04 | SYMBOLS LIST | JOHN BROWN | 0998-6770-04
036_1121_4004_01_07 | ELECTRICAL DISTRIBUTION SCHEMATIC DIAGRAM | JOHN BROWN | 0998-6770-05
036_1121_4004_02_03 | ELECTRICAL DISTRIBUTION SCHEMATIC DIAGRAM SINGLE LINE | JOHN BROWN | 0998-6770-05
036_1121_4004_03_02 | ELECTRICAL DISTRIBUTION SCHEMATIC DIAGRAM SINGLE LINE | JOHN BROWN | O998-6770-05
036_1121_4006_01_11 | GROUND FLOOR LIGHTING INSTALLATION | JOHN BROWN | 0998-6770-04
036_1121_4007_01_03 | BASEMENT (CABLE AREA)LIGHTING P&T INSTALLATION | JOHN BROWN | 09986770-060
036_1121_4008_01_00 | ELECT.INSTALL LOWER FILTER MODULE 3 STAGE F.HO. | JOHN BROWN | 09987606-008
036_1121_4008_02_00 | ELECT.INSTALL.UPPER FILTER MODULE 3 STAGE F.HO. | JOHN BROWN | 09987606-008
036_1121_4008_03_00 | ELECT.INSTALL.BYPASS DOORS & TYPICAL DETAILS IN. | JOHN BROWN | 09987606-008
036_1121_4009_01_01 | UPPER & LOWER FILTER MODULES OF 3 STAGE FILTER HOUSE | JOHN BROWN | 0998-7606-01
036_1121_4010_01_01 | 3 STAGE FILTER HOUSE CABLE SCHEDULE & TEST RECORD SHEET | JOHN BROWN | 0998-7606-01
036_1121_4010_02_01 | 3 STAGE FILTER HOUSE CABLE SCHEDULE & TEST RECORD SHEET | JOHN BROWN | 0998-7606-01
036_1121_4010_03_01 | 3 STAGE FILTER HOUSE CABLE SCHEDULE & TEST RECORD SHEET | JOHN BROWN | 0998-7606-01
036_1121_4011_01_09 | GROUND FLOOR POWER INSTALLATION | JOHN BROWN | 0998-6770-04
036_1121_4012_01_02 | GROUND FLOOR TRUNKING AND CABLE TRAY INSTALLATION | JOHN BROWN | 0998-6770-06
036_1121_4013_01_06 | EXTERNAL LIGHTING INSTALLATION | JOHN BROWN | 0998 6770-06
036_1121_4014_01_02 | PUMPHOUSE LAYOUT PLAN LIGHTING SMALL POWER & HEATING INST | JOHN BROWN | 0998-6770-09
036_1121_4015_01_03 | ENCLOSURE - GA OF LIGHTING LAYOUT | JOHN BROWN | 0998-7923-01
036_1121_4015_02_03 | ENCLOSURES-GENERAL LIGHTING & EMERGENCY LIGHTING SCHEMATIC | JOHN BROWN | 0998-7923-01
036_1121_4016_01_02 | ELECTRIC TRACE HEATING ISOMETRIC DIAGRAM DEMIN WATER SYSTEM | JOHN BROWN | 0998-7973-00
036_1121_4016_02_01 | ELECTRIC TRACE HEATING ISOMETRIC DIAGRAM DEMIN WATER SYSTEM | JOHN BROWN | 0998-7973-00
036_1121_4017_01_02 | ELECTRIC TRACE HEATING ISOMETRIC DIAGRAM FUEL GAS SYSTEM | JOHN BROWN | 0998-7973-01
036_1121_4017_02_00 | ELECTRIC TRACE HEATING ISOMETRIC DIAGRAM FUEL GAS SYSTEM | JOHN BROWN | 0998-7973-01
036_1121_4018_01_02 | ELECTRIC TRACE HEATING ISO DIAG DISTILLATE FUEL OIL SYSTEM | JOHN BROWN | 0998-7973-01
036_1121_4018_02_01 | ELECTRIC TRACE HEATING ISO DIAG DISTILLATE FUEL OIL SYSTEM | JOHN BROWN | 0998-7973-01
036_1121_4018_03_01 | ELECTRIC TRACE HEATING ISO DIAG DISTILLATE FUEL OIL SYSTEM | JOHN BROWN | 0998-7973-01
036_1121_4018_04_02 | ELECTRIC TRACE HEATING ISO DIAG DISTILLATE FUEL OIL SYSTEM | JOHN BROWN | 0998-7973-01
036_1121_4018_05_01 | ELECTRIC TRACE HEATING ISO DIAG DISTILLATE FUEL OIL SYSTEM | JOHN BROWN | 0998-7973-01
036_1121_4019_00_00 | ELECTRICAL TRACE HEATING 1SO DIAGRAM WATER SUPPLY | JOHN BROWN | 0998-7973-01
036_1123_4000_01_00 | ANTI ICE VALVE CONTROLLER | JOHN BROWN | 09984607-013
036_1123_4001_01_05 | AIR TEMPERATURE SENSOR | JOHN BROWN | 0998-4609-00
036_1123_4002_01_00 | TEMPERATURE TX | JOHN BROWN | 0998-4609-00
036_1123_4003_01_00 | GENERAL ARRANGEMENT X12-24" RACK MOUNTING CABINET | JOHN BROWN | 0998-4930-01
036_1123_4004_01_00 | REAR TERMINAL ARR & EXTERNAL CONNS 3.6X12RR(24")-3000 | JOHN BROWN | 0998-4930-01
036_1123_4005_01_00 | TYPICAL ARR DRAWING SURFACE MOUNTED POWER SUPPLIES | JOHN BROWN | 0998-4930-01
036_1123_4006_01_00 | RELAYS & RELAY MOUNTING SOCKET INFORMATION | JOHN BROWN | 0998-4930-01
036_1123_4007_01_01 | GA 18.5 X 12RRLR-3000 ANNUNCIATOR/INTEGRAL SELECTOR SWITCH | JOHN BROWN | 0998-4930-00
036_1123_4008_01_01 | REAR TERMINAL ARRANGEMENT OF 18.5 X 12 - 3000 ANNUNCIATOR | JOHN BROWN | 0998-4930-00
036_1126_4000_01_02 | ENCOMBREMENT OUTLINE DRAWING N3 PY 450 K2 | JOHN BROWN | 0998-3387-00
036_1127_4000_00_01 | HALON SKID SCHEMATIC DRAWING (GT-3) | JOHN BROWN | 0998-7403-229
036_1127_4001_00_01 | HALON SKID SCHEMATIC DRAWING (GT-4) | JOHN BROWN | 0998-7403-230
036_1127_4002_01_01 | HALON SKID SCHEMATIC DRAWING (SPARE) | JOHN BROWN | 0998-7403-231